## cover (hidden)
GOVERNMENT OF NEPAL
RAINAS MUNICIPALITY
OFFICE OF THE MUNICIPAL EXECUTIVE
TINPIPLE,LAMJUNG
RATE ANALYSIS
[Civil Works ]
DUDBC NORMS
FISCAL YEAR : 2082/083

## Summary (hidden)
RAINAS MUNICIPALITY
OFFICE OF THE MUNICIPAL EXECUTIVE
TINPIPLE,LAMJUNG
SUMMARY OF CIVIL RATE ANALYSIS
F / Y : 2082/083
S. No. | N.C.N. | DESCRIPTION OF WORKS | UNIT | RATE
|  |  |  | Dept | Contract
A - SITE PREPARATION WORK
1.01 | A1 (1-1A) | Cutting of tree, branch & log etc. (12-30 cm. girth above 1.00 mtr. From G.L.) with lead upto 15 mtr. | Nos. | 113.1 | 130.06
1.02 | A1 (1-1B) | Cutting of tree, branch & log etc. (31-60 cm. girth above 1.00 mtr. From G.L.) with lead upto 15 mtr. | Nos. | 339.3 | 390.19
1.03 | A1 (1-1C) | Cutting of tree, branch & log etc. (61-120 cm. girth above 1.00 mtr. From G.L.) with lead upto 15 mtr. | Nos. | 852.6 | 980.49
1.04 | A2 (1-2A) | Removing of tree root (12-30 cm. girth above 1.00 mtr. From G.L.) with lead upto 15 mtr. | Nos. | 348 | 400.2
1.05 | A2 (1-2B) | Removing of tree root (31-60 cm. girth above 1.00 mtr. From G.L.) with lead upto 15 mtr. | Nos. | 376.3 | 432.74
1.06 | A2 (1-2C) | Removing of tree root (61-120 cm. girth above 1.00 mtr. From G.L.) with lead upto 15 mtr. | Nos. | 2192.4 | 2521.26
1.07 | A3 | Cutting of grass, taking of root & cutting of raised soil & site leveling with all complete | Sqm. | 20.01 | 23.01
1.08 | A4 | Site Clearence cutting& removing the herbs, levelling the surface ETC before the construction work as per instruction & specification complete work | sqm. | 8.7 | 10
B - EARTH & SAND WORK
2.01 | B1 (2-1) | Earthwork in excavation in medium type soils in foundation including 10m hauling distance and 1.5 m. lift manually all complete in approval of site engineer. | Cum. | 627.27 | 721.36
2.02 | B1 (2-2) | Earthwork in excavation in gravel type soils in foundation including 10m hauling distance and 1.5 m. lift manually all complete in approval of site engineer. | Cum. | 716.88 | 824.41
2.03 | B2 (2-25A) | Earth filling work in every 15-15 cm. layer with watering & lead upto 1o.00 mtr. & proper manual compaction. | Cum. | 435 | 500.25
2.04 | B2 (2-25A) | Earth filling (Earth transported from 5 Km. surrounding) work in every 15-15 cm. layer with watering & proper manual compaction. | Cum. | 1035 | 1190.25
2.05 | B2 (2-25B) | Earth filling work in every 15-15 cm. layer without watering & proper manual compaction. | Cum. | 217.5 | 250.12
2.06 | B2 (2-25B) | Earth filling (Earth transported from 5 Km. surrounding) work in every 15-15 cm. layer without watering & proper manual compaction. | Cum. | 737.5 | 848.12
2.07 | B3 (2-42A) | Sand filling work with watering & proper manual compaction. | Cum. | 3029 | 3483.35
2.08 | B3 (2-42B) | Gravel Sand mixed (agg-50% + sand 50%) filling work with proper manual compaction. | Cum. | 2225.5 | 2559.32
2.09 | B4 (2-34) | Pumping of water from foundation or trench | Hrs | 50.714 | 58.3211
2.11 | B5 | Compaction of filled earth by 8-10 M.T. roller in 20/20 cm layer | Cum. | 26.18 | 30.11
2.12 | B5 | Compaction of filled earth by 1.00 M.T. Hand roller in 20/20 cm layer | Cum. | 5.01 | 5.76
2.13 | B7 | Earth work excavation in foundation in SOFT SOIL(USED 0.80 CUM. CAPACITY HYDROLIC EXCAVATOR) | Cum. | 41.65 | 47.89
2.14 | B7 | Earth work excavation in foundation in HARD SOIL USED 0.80 CUM. CAPACITY HYDROLIC EXCAVATOR) | Cum. | 50.06 | 57.56
2.15 | B7 | Earth work excavation in foundation in HARD SOIL USED 0.80 CUM. CAPACITY HYDROLIC EXCAVATOR) | Cum. | 50.06 | 57.56
2.16 | B7 | Earth work excavation in foundation in SOFT SOILUsed 1.32Cum capecity hydrolic excavator | Cum. | 27.63 | 31.77
2.17 | B7 | Earth work excavation in foundation in HARD SOIL Used 1.32Cum capecity Hydraulic excavator | Cum. | 33.64 | 38.68
C - MASONRY WORK
3.01 | C2(5-1-B1 & 5-2A) | Good quality local chimney made Brickwork in 1:3 Cement : sand mortar up to Ground floor in perfect line level finish including supply of materials, wetting the bricks, racking the joints and curing the work for at least 7 days all complete as per approved drawing, Specification and instruction of site engineer. | Cum. | 13587.22 | 15625.3
3.02 | C2(5-1-B1 & 5-2B) | Good quality local chimney made Brickwork in 1:3 Cement : sand mortar up to FIRST floor in perfect line level finish including supply of materials, wetting the bricks, racking the joints and curing the work for at least 7 days all complete as per approved drawing, Specification and instruction of site engineer. | Cum. | 14035.27 | 16140.56
3.03 | C2(5-1-B1 & 5-2B) | Good quality local chimney made Brickwork in 1:3 Cement : sand mortar up to second floor in perfect line level finish including supply of materials, wetting the bricks, racking the joints and curing the work for at least 7 days all complete as per approved drawing, Specification and instruction of site engineer. | Cum. | 14662.54 | 16861.92
3.04 | C2( 5-1-B2 & 5-2A) | Good quality local chimney made Brickwork in 1:4 Cement : sand mortar up to Ground floor in perfect line level finish including supply of materials, wetting the bricks, racking the joints and curing the work for at least 7 days all complete as per approved drawing, Specification and instruction of site engineer. | Cum. | 13189.22 | 15167.6
3.05 | C25-1-B2 & 5-2B) | Good quality local chimney made Brickwork in 1:4 Cement : sand mortar up to FIRST floor in perfect line level finish including supply of materials, wetting the bricks, racking the joints and curing the work for at least 7 days all complete as per approved drawing, Specification and instruction of site engineer. | Cum. | 13637.27 | 15682.86
3.06 | C2(5-1-B2 & 5-2B) | Good quality local chimney made Brickwork in 1:4 Cement : sand mortar up to second floor in perfect line level finish including supply of materials, wetting the bricks, racking the joints and curing the work for at least 7 days all complete as per approved drawing, Specification and instruction of site engineer. | Cum. | 14264.54 | 16404.22
3.07 | C2(5-1-B3 & 5-2A) | Good quality local chimney made Brickwork in 1:6Cement : sand mortar up to Ground floor in perfect line level finish including supply of materials, wetting the bricks, racking the joints and curing the work for at least 7 days all complete as per approved drawing, Specification and instruction of site engineer. | Cum. | 12813.22 | 14735.2
3.08 | C2(5-1-B3 & 5-2B) | Good quality local chimney made Brickwork in 1:6 Cement : sand mortar up to FIRST floor in perfect line level finish including supply of materials, wetting the bricks, racking the joints and curing the work for at least 7 days all complete as per approved drawing, Specification and instruction of site engineer. | Cum. | 13261.27 | 15250.46
3.09 | C2( 5-1-B3 & 5-2B) | Good quality local chimney made Brickwork in 1:6Cement : sand mortar up to second floor in perfect line level finish including supply of materials, wetting the bricks, racking the joints and curing the work for at least 7 days all complete as per approved drawing, Specification and instruction of site engineer. | Cum. | 13888.54 | 15971.82
3.1 | C2(5-1-B6 & 5-2A) | First class chimney brick masonry work in mud mortar in G. F. | Cum. | 10306.22 | 11852.15
3.11 | C2( 5-1-B6 & 5-2B) | First class chimney brick masonry work in mud mortar in F. F. | Cum. | 10754.27 | 12367.41
3.12 | C2(5-1-B6 & 5-2B) | First class chimney brick masonry work in mud mortar in S. F. | Cum. | 11381.54 | 13088.77
3.13 | C6( 6-1-1A) | R.R. stone masonry work in cement sand (1:3) mortar | Cum. | 11881 | 13663.15
3.14 | C6( 6-1-1B) | R.R. stone masonry work in cement sand (1:4) mortar | Cum. | 11457 | 13175.55
3.14a | C9( 6-3-5) | Aslar (Crused stone) stone masonry work in cement sand (1:6) mortar | Cum. | 0 | 0
3.15 | C6( 6-1-1C) | R.R. stone masonry work in cement sand (1:6) mortar | Cum. | 10759 | 12372.85
3.15a | C6( 6-1-1C) | R.R. stone masonry work in cement sand (1:6) mortar | Cum. | 10659 | 12257.85
3.16 | C6( 6-2-1) | R.R. stone masonry work for dry wall | Cum. | 5031 | 5785.65
3.17 | C6( 6-2-2) | R.R. stone masonry work in mud mortar | Cum. | 5416.5 | 6228.97
3.18 | C10( 6-5) | Stone filling in trench with proper leveling | Cum. | 3577 | 4113.55
3.19 | C13 | Hollow Concreate Block (150x 150 x300 mm)Masonry Work in 1:4 cemet sand mortar in perfect line level finish including supply of materails, wetting the bricks, racking the joints and curing the work for at least 7 days all complete as per approved drawing, Specification and instruction of site engineer. | Sqm | 1697.5 | 1952.125
D - CEMENT CONCRETE WORK
4.01 | D1(7-2B) | P.C.C. (1:4:8) work in foundation, wall (River bed) | Cum. | 9722.7 | 11181.1
4.02 | D1(7-2C) | Plain cement Concrete (PCC) in 1:3:6 ratio for foundations with approved quality of cement, sand and machine River Bed aggregate including supply of materials,mixing, laying, curing the work at least 7 days etc all complete as per approved drawing, Specification and instruction of site engineer.MANUAL | Cum. | 10422.7 | 11986.1
4.03 | D1(7-2D) | Plain cement Concrete (PCC) in 1:2:4 ratio for foundations with approved quality of cement, sand and machine River Bed aggregate including supply of materials,mixing, laying, curing the work at least 7 days etc all complete as per approved drawing, Specification and instruction of site engineer.MANUAL | Cum. | 11703.3 | 13458.79
4.04 | D2(7-4A) | Plain cement Concrete (PCC) in 1:2:4 ratio for BEAM,SLAB ETC with approved quality of cement, sand and machine River Bed aggregate including supply of materials,mixing, laying, curing the work at least 7 days etc all complete as per approved drawing, Specification and instruction of site engineer.MANUAL | Cum. | 14073.3 | 16184.29
4.05 | D2(7-4B) | Plain cement Concrete (PCC) in 1:1½:3 ratio for BEAM,SLAB ETC with approved quality of cement, sand and machine River Bed aggregate including supply of materials,mixing, laying, curing the work at least 7 days etc all complete as per approved drawing, Specification and instruction of site engineer.MANUAL | Cum. | 15158.8 | 17432.62
4.06 | D2(7-4C) | Plain cement Concrete (PCC) in 1:1:2 ratio for BEAM,SLAB ETC with approved quality of cement, sand and machine River Bed aggregate including supply of materials,mixing, laying, curing the work at least 7 days etc all complete as per approved drawing, Specification and instruction of site engineer.MANUAL | Cum. | 18080.5 | 20792.57
4.07 | D3(A) | Plain cement Concrete (PCC) in 1:3:6 ratio for foundations with approved quality of cement, sand and machine River Bed aggregate including supply of materials,mixing, laying, curing the work at least 7 days etc all complete as per approved drawing, Specification and instruction of site engineer.USED MACHINE | Cum. | 10108.3 | 11624.54
4.08 | D3(B) | Plain cement Concrete (PCC) in 1:2:4 ratio for foundations with approved quality of cement, sand and machine River Bed aggregate including supply of materials,mixing, laying, curing the work at least 7 days etc all complete as per approved drawing, Specification and instruction of site engineer.USED MACHINE | Cum. | 11479.1 | 13200.96
4.09 | D4(A) | Plain cement Concrete (PCC) in 1:1½:3 ratio for BEAM,SLAB ETC with approved quality of cement, sand and machine River Bed aggregate including supply of materials,mixing, laying, curing the work at least 7 days etc all complete as per approved drawing, Specification and instruction of site engineer.USED MACHINE | Cum. | 12573.4 | 14459.41
4.1 | D4(B) | Plain cement Concrete (PCC) in 1:1:2 ratio for BEAM,SLAB ETC with approved quality of cement, sand and machine River Bed aggregate including supply of materials,mixing, laying, curing the work at least 7 days etc all complete as per approved drawing, Specification and instruction of site engineer.USED MACHINE | Cum. | 15495.1 | 17819.36
4.11 | D(5) | Plain cement Concrete (PCC) in 1:1:2 ratio for ,SLAB with MICRO SILICA & SUPER PLASTICISER approved quality of cement, sand and machine River Bed aggregate including supply of materials,mixing, laying, curing the work at least 7 days etc all complete as per approved drawing, Specification and instruction of site engineer.USED MACHINE | Cum. | 15280.75 | 17572.86
4.12 | D1(7-2B) | Plain cement Concrete (PCC) in 1:4:8 ratio for foundations,WALL with approved quality of cement, sand and machine CRUSHED OR STONE BALLAST aggregate including supply of materials,mixing, laying, curing the work at least 7 days etc all complete as per approved drawing, Specification and instruction of site engineer.MANUAL | Cum. | 10064.95 | 11574.69
4.13 | D1(7-2C) | Plain cement Concrete (PCC) in 1:3:6 ratio for foundations,WALL with approved quality of cement, sand and machine CRUSHED OR STONE BALLAST aggregate including supply of materials,mixing, laying, curing the work at least 7 days etc all complete as per approved drawing, Specification and instruction of site engineer.MANUAL | Cum. | 10764.95 | 12379.69
4.14 | D1(7-2D) | Plain cement Concrete (PCC) in 1:2:4 ratio for foundations,WALL with approved quality of cement, sand and machine CRUSHED OR STONE BALLAST aggregate including supply of materials,mixing, laying, curing the work at least 7 days etc all complete as per approved drawing, Specification and instruction of site engineer.MANUAL | Cum. | 12091.8 | 13905.57
4.15 | D2(7-4A) | Plain cement Concrete (PCC) in 1:2:4 ratio for SLAB,BEAM ,ETC with approved quality of cement, sand and machine CRUSHED OR STONE BALLAST aggregate including supply of materials,mixing, laying, curing the work at least 7 days etc all complete as per approved drawing, Specification and instruction of site engineer.MANUAL | Cum. | 14461.8 | 16631.07
4.16 | D2(7-4B) | Plain cement Concrete (PCC) in 1:1½:3 ratio for SLAB,BEAM ,ETC with approved quality of cement, sand and machine CRUSHED OR STONE BALLAST aggregate including supply of materials,mixing, laying, curing the work at least 7 days etc all complete as per approved drawing, Specification and instruction of site engineer.MANUAL | Cum. | 15674.8 | 18026.02
4.17 | D2(7-4C) | Plain cement Concrete (PCC) in 1:1:2 ratio for SLAB,BEAM ,ETCwith approved quality of cement, sand and machine CRUSHED OR STONE BALLAST aggregate including supply of materials,mixing, laying, curing the work at least 7 days etc all complete as per approved drawing, Specification and instruction of site engineer.MANUAL | Cum. | 18590.5 | 21379.07
4.18(A) | D3(A) | Plain cement Concrete (PCC) in 1:3:6 ratio for FOUNDATION WALL with approved quality of cement, sand and machine CRUSHED OR STONE BALLAST aggregate including supply of materials,mixing, laying, curing the work at least 7 days etc all complete as per approved drawing, Specification and instruction of site engineer.USED MACHINE | Cum. | 10450.55 | 12018.13
4.19 | D3(B) | Plain cement Concrete (PCC) in 1:2:4 ratio for FOUNDATION WALL with approved quality of cement, sand and machine CRUSHED OR STONE BALLAST aggregate including supply of materials,mixing, laying, curing the work at least 7 days etc all complete as per approved drawing, Specification and instruction of site engineer.USED MACHINE | Cum. | 11835.7 | 13611.05
4.2(A) | D4(A) | Plain cement Concrete (PCC) in 1:1½:3ratio for SLAB,BEAM ETC with approved quality of cement, sand and machine CRUSHED OR STONE BALLAST aggregate including supply of materials,mixing, laying, curing the work at least 7 days etc all complete as per approved drawing, Specification and instruction of site engineer.USED MACHINE | Cum. | 13089.4 | 15052.81
4.21 | D4(B) | Plain cement Concrete (PCC) in 1:1:2ratio for SLAB,BEAM ETC with approved quality of cement, sand and machine CRUSHED OR STONE BALLAST aggregate including supply of materials,mixing, laying, curing the work at least 7 days etc all complete as per approved drawing, Specification and instruction of site engineer.USED MACHINE | Cum. | 16005.1 | 18405.86
4.22 | D(5) | Plain cement Concrete (PCC) in 1:1:2 ratio for ,SLAB with MICRO SILICA & SUPER PLASTICISER approved quality of cement, sand and machine CRUSHED OR STONE BALLAST including supply of materials,mixing, laying, curing the work at least 7 days etc all complete as per approved drawing, Specification and instruction of site engineer.USED MACHINE | Cum. | 15775.75 | 18142.11
4.23 |  | READY MIX CONCRETE with approved quality of cement, sand and machine CRUSHED OR STONE BALLAST aggregate including supply of materials,mixing, laying, curing the work at least 7 days etc all complete as per approved drawing, Specification and instruction of site engineer
|  | Readymix concreate M10 | Cum. | 10500 | 12075
|  | Readymix concreate M15 | Cum. | 11000 | 12650
|  | Readymix concreate M20 | Cum. | 12000 | 13800
|  | Readymix concreate M25 | Cum. | 13000 | 14950
|  | Readymix concreate M30 | Cum. | 14000 | 16100
|  | Readymix concreate M35 | Cum. | 15000 | 17250
|  | Readymix concreate M40 | Cum. | 17000 | 19550
|  | Readymix concreate M45 | Cum. | 18000 | 20700
4.23 | D9(7-5) | TMT. Reinforcement bar tested including straightening, cleaning, cutting, bending and fixing in position with 20 B.G. annealed binding wire as per drawing and as per instruction & specification complete work | Kg. | 136.49 | 156.96
E - FORM & PROPS WORK
5.01 | E1(8-3A) | Formwork, shuttering, centering ( COLUMN with LOCAL WOOD for all works necessary propping, scaffolding, staging, supporting inclusive of wedging and cutting holes for utilization till the support if fully unyielding nett all complete as per approved drawing, Specification and instruction of site engineer. | Sqm. | 1688.07 | 1941.28
5.02 | E2(51B) | Formwork, shuttering, centering (COLUMN ) with 19mm thick waterproof ply board and steel props for all works necessary propping, scaffolding, staging, supporting inclusive of wedging and cutting holes for utilization till the support if fully unyielding nett all complete as per approved drawing, Specification and instruction of site engineer. | Sqm. | 843.93 | 970.52
5.03 | E3(8-4A) | Form work shuttering & centering (BEAM-0.30 depth Mtr) with (USED LOCAL WOOD) all complete. | Sqm. | 1751.2 | 2013.88
5.04 | E4(8-4B) | Form work shuttering & centering (BEAM-0.30-0.80 depth Mtr) with (USED LOCAL WOOD) all complete. | Sqm. | 1417.6 | 1630.24
5.05 | E5(51A) | Formwork, shuttering, centering (BEAM ) with 19mm thick waterproof ply board and steel props for all works necessary propping, scaffolding, staging, supporting inclusive of wedging and cutting holes for utilization till the support if fully unyielding nett all complete as per approved drawing, Specification and instruction of site engineer. | Sqm. | 1433.8 | 1648.87
5.06 | E6(8-4A) | Formwork, shuttering, centering (SLAB ) with 19mm thick waterproof ply board and steel props for all works necessary propping, scaffolding, staging, supporting inclusive of wedging and cutting holes for utilization till the support if fully unyielding nett all complete as per approved drawing, Specification and instruction of site engineer. | Sqm. | 1033.07 | 1188.04
5.06(A) | E6(8-4A) | Formwork, shuttering, centering (SLAB ) with 19mm thick waterproof ply board and BAMBOO PROPS for all works necessary propping, scaffolding, staging, supporting inclusive of wedging and cutting holes for utilization till the support if fully unyielding nett all complete as per approved drawing, Specification and instruction of site engineer. | Sqm. | 948.14 | 1090.36
5.07 | E12(8-13A) | Trench work open type form work (up to 1.50 Mtr.) | Sqm. | 371.45 | 427.17
5.08 | E12(8-13B) | Trench work open type form work ( 1.50 to 3.00 Mtr.) | Sqm. | 380.98 | 438.13
5.09 | E13(8-13C) | Trench work open type form work (above 3.00 Mtr.) | Sqm. | 393.5 | 452.53
F - ROOFING WORK
6.01 | F1( 9-1) | 26 (H) 0.41 mm thick colored C.G.I. sheet roofing work | Sqm. | 1235.34 | 1420.64
6.02 | F1( 9-1) | 26 (H) 0.41mm thick plane C.G.I. sheet roofing work | Sqm. | 1168.7 | 1344.01
6.03 | F1( 9-1) | 26 (L) 0.37mm thick plane C.G.I. sheet roofing work | Sqm. | 1015.71 | 1168.06
6.04 | F3( 9-1) | 26 (M) 0.37 mm thick colour C.G.I. sheet roofing work | Sqm. | 1059.79 | 1218.76
6.08 | F2( 9-2) | 28 (H) G.I. plane ridge cover | Rmtr. | 743.39 | 854.9
6.09 | F4( 9-2) | 26 (L) C.G.I. colour ridge cover | Rmtr. | 722.91 | 831.35
6.11 | F5 | 26 (H) 0.41 mm thick plane G.I. sheet roofing work | Sqm. | 1170.44 | 1346.01
6.12 | F5 | 26 (M) 0.37 mm thick plane G.I. sheet roofing work | Sqm. | 1017.44 | 1170.06
6.13 | F6 | 24 (H) 0.50 mm thick Colour G.I. sheet roofing work | Sqm. | 0 | 0
6.14 | F6 | 26 (M) 0.41 mm thick Colour G.I. sheet roofing work | Rmtr. | 0 | 0
6.16 | F7 | 150 mm breadth upto 450 mm C. G. I. plane sheet Gutter fixing work with 3x40 mm M.S. bracke,t nut bolt & washer . | Rmtr. | 0 | 0
6.17 | F7 | 150 mm breadth upto 450 mm C. G. I. colour sheet Gutter fixing work with 3x40 mm M.S. bracke,t nut bolt & washer . | Rmtr. | 0 | 0
6.18 | F10( 9-6) | Clay tile roofing work | Rmtr. | 220.58 | 253.67
6.19 | F11( 9-7) | Clay tile ridge cover | Rmtr. | 142.01 | 163.31
6.2 | F12( 9-8) | 100 mm lime concrete (1:1:3) work | Sqm. | 1612.15 | 1853.97
6.21 | F13( 9-9A) | 80 mm thick khar roof with bamboo frame | Sqm. | 2507.45 | 2883.56
6.22 | F13( 9-9B) | 150 mm thick khar roof with bamboo frame | Sqm. | 3983.8 | 4581.37
6.23 | F14 | 2.0 mm thick fiber glass corgated sheet roofing work | Sqm. | 2860.1 | 3289.11
6.24 | F15 | 1.20 mm thick fiber glass ridge cover | Rmtr. | 3497.28 | 4021.87
6.25 | F18 | Readymade colour concrete tile laying work on cement sand (1:4) screeding | Sqm. | 347.4 | 399.51
6.26 | F19( 10-17) | Making and fixing of Sal wood beam, lintel, etc | Cum. | 245075.2 | 281836.48
6.27 | F20(10-19) | Making and fixing of 25 mm sal wood eaves board | Sqm. | 6015.24 | 6917.52
6.28 | F22 | 2 mm thick UPVC roofing sheet roofing work | Sqm. | 12044.4 | 13851.06
6.29 | F23 | 3 mm thick UPVC roofing sheet roofing work | Sqm. | 2340.6 | 2691.69
G - DOOR & WINDOW WORK
7.01 | G1(10-1) | Sal wood works for chaukhats with all complete. | Cum. | 279212.05 | 321093.85
7.02 | G1(10-1) | Local wood works for chaukhats with all complete. | Cum. | 158674.4 | 182475.56
7.03 | G2(10-2) | 32 mm thick sal wood fully paneled shutter fixing work with all complete. Size of shutter 1.07 x 1.982 =2.114 Sqm. | Sqm. | 13757.46 | 15821.08
7.04 | G3(10-4) | 32 x 75 mm thick sal wood frame with 4 mm thick fully glazed shutter fixing work with all complete. Size of shutter 1.829 x 1.22 =2.23 Sqm. | Sqm. | 10135.43 | 11655.74
7.04a | G3(10-4) | 32 x 75 mm thick sal wood frame with 3 mm thick fully glazed shutter fixing work with all complete. Size of shutter 1.829 x 1.22 =2.23 Sqm. | Sqm. | 10055.14 | 11563.41
7.05 | G3(10-4) | 32 x 75 mm thick Gamhair wood frame with 4 mm thick fully glazed shutter fixing work with all complete. Size of shutter 1.829 x 1.22 =2.23 Sqm. | Sqm. | 7520.08 | 8648.1
7.06 | G4(10-7) | 32 mm thick sal wood frame with 4 mm thick commercial plywood (bothside) flush shutter fixing with all complete. Size of shutter 1.092 x 2.058 =2.245 Sqm. | Sqm. | 8226 | 9459.9
7.07 | G4(10-8) | 32 mm thick sal wood frame with 3 mm thick TEAK plywood (Both side ) flush shutter fixing with all complete. Size of shutter 1.092 x 2.058 =2.245 Sqm. | Sqm. | 7625.33 | 8769.13
7.08 | G4(10-9) | 32 mm thick sal wood frame with 26 Bwg G.I. plane sheet (bothside) shutter fixing with all complete. Size of shutter 1.092 x 2.058 =2.245 Sqm. | Sqm. | 7119.76 | 8187.73
7.09 | G4(10-10) | 38 mm thick sal wood frame with 24 Bwg G.I. mosquito proof & Expanded metal net net shutter fixing with all complete. Size of shutter 1.092 x 2.058 =2.245 Sqm. | Sqm. | #VALUE! | #VALUE!
7.1 | G4(10-10) | 32 mm thick sal wood frame with 24 Bwg G.I. mosquito proof net shutter fixing with all complete. Size of shutter 1.092 x 2.058 =2.245 Sqm. | Sqm. | 5590.83 | 6429.45
7.11 | G5(10-11B) | 4 mm thick plane glass fixing work with wooden listies. | Sqm. | 1522.87 | 1751.3
7.12 | G5(10-11B) | 26 Bwg plane sheet fixing work with wooden listies. | Sqm. | 144.87 | 166.6
7.13 | G6(10-12) | 4 mm thick ply wood fixing work with wooden listies. | Sqm. | 449.37 | 516.77
7.14 | G5(10-11B) | Mosquito proof net fixing work with wooden listies. | Sqm. | 435.39 | 500.69
7.15 | G5(10-11B) | Mosquito proof & Expanded metal net fixing work with wooden listies. | Sqm. | 521.39 | 599.59
7.15 | G5(10-11B) | Mosquito proof & Expanded metal net fixing work with wooden listies. | Sqm. | 521.39 | 599.59
7.16 | 10-16-A | False ceiling of 6 mm thick commerical plywood with 50 mm x 75 mm size local wood frame of box size 0.600 x 0.900 m and fixing of wooden listy in joints | Sqm. | 2667.23 | 3067.31
7.17 | G7(10-21) | Torsteel reinforcement bar fixing work in window frame with all complete, | Kg. | 151.65 | 174.39
7.18 | G8(10-3 & 10-7) | 32 x100mm thick sal wood frame with 12 mm thick commercial plywood paneled & one side 4 mm thick Teak plywood paneled shutter fixing with all complete. Size of shutter 1.092 x 2.058 =2.245 Sqm. | Sqm. | 9758.69 | 11222.49
7.19 | G9(10-3 & 10-7) | 32 x100mm thick sal wood frame with 12 mm thick commercial plywood paneled & both side 4 mm thick Teak plywood paneled shutter fixing with all complete. Size of shutter 1.092 x 2.058 =2.245 Sqm. | Sqm. | 11219 | 12901.84
7.2 | G10(10-3 & 10-7) | 32 x100mm thick sal wood frame with 12 mm thick water proof plywood paneled & one side 4 mm thick Teak plywood paneled shutter fixing with all complete. Size of shutter 1.092 x 2.058 =2.245 Sqm. | Sqm. | 9758.69 | 11222.49
H - FLOORING WORK
8.01 | H1(11-1A) | Supplying and Laying of 25 mm or 1" thick P.C.C. (1:2:4) work in floor good finish including supply of materials, racking the joint, wetting of surfaces & curing the work at least 7days all complete as per approved drawing, Specification and instruction of site engineer. all complete. | Sqm. | 456.99 | 525.53
8.02 | H1(11-1B) | Supplying and Laying of 38 mm or 1½" thick P.C.C. (1:2:4) work in floor good finish including supply of materials, racking the joint, wetting of surfaces & curing the work at least 7days all complete as per approved drawing, Specification and instruction of site engineer. all complete. | Sqm. | 611.48 | 703.2
8.03 | H1(11-1C) | Supplying and Laying of 50 mm or 2" thick P.C.C. (1:2:4) work in floor good finish including supply of materials, racking the joint, wetting of surfaces & curing the work at least 7days all complete as per approved drawing, Specification and instruction of site engineer. all complete. | Sqm. | 740.28 | 851.32
8.04 | H1(11-1D) | Supplying and Laying of 75 mm or 3" thick P.C.C. (1:2:4) work in floor good finish including supply of materials, racking the joint, wetting of surfaces & curing the work at least 7days all complete as per approved drawing, Specification and instruction of site engineer. all complete. | Sqm. | 974.24 | 1120.37
8.05 | H2(11-2) | 25 mm thick mosaic flooring with 20 mm thick P.C.C. (1:2:4) & 5 mm thick white cement marble chips1:1 rubbing & polishing work with all complete. | Sqm. | 2467.28 | 2837.37
8.06 | H3(11-3) | 25 mm thick mosaic flooring with 19 mm thick cement sand plaster 1:2 & 6 mm thick white cement marble chips1:1 rubbing & polishing work with all complete. | Sqm. | 4318.82 | 4966.64
8.07 | H4(11-4) | 20 mm thick mosaic flooring with 12.5mm thick cement sand plaster 1:2 & 6 mm thick white cement marble chips1:1 rubbing & polishing work with all complete. | Sqm. | 4410.16 | 5071.69
8.08 | H5(11-5) | Terrazzo tile paving with 20 mm thick cement sand mortar 1:4 rubbing & polishing work with all complete. | Sqm. | 3476.51 | 3997.99
8.09 | 11-6 | 12-14 mm thick marble tile paving with 20 mm thick cement sand mortar 1:2 rubbing & polishing work with all complete. | Sqm. | 4691.87 | 5395.66
8.1 | H6(11-7) | Porcelain glazed /non glazed tile paving work in cement sand (1:4) mortar | Sqm. | 3978.16 | 4574.88
8.11 | H6(11-7) | Spartik Non-glazed tile paving work in cement sand (1:4) mortar | Sqm. | #VALUE! | #VALUE!
8.12 | H12(11-12) | Flat Brick paving in 1:6 & cement sand pointing in1:2 in joints | Sqm. | 1440.33 | 1656.37
8.13 | H13(11-13) | Edge Brick paving in 1:6 & cement sand pointing in1:2 in joints | Sqm. | 1280.82 | 1472.94
8.14 | H15(11-15A) | Dry flat Brick paving work | Sqm. | 769.25 | 884.63
8.15 | H15(11-15A) | Dry flat Brick (Brick Bat ) paving work | Sqm. | 536.22 | 616.65
8.16 | H15(11-15B) | Dry edge Brick paving work | Sqm. | 1286.95 | 1479.99
8.17 | H15(11-15B) | Dry edge Brick (Brick Bat ) paving work | Sqm. | 916.45 | 1053.91
8.18 | H16( 11-16) | Stone filling in floor with sand lead up to 30 mtr. | Cum. | 7908 | 9094.2
8.19 | H17( 11-17) | Edge brick paving with sand packing in voids & cement sand (1:3) flush pointing in top surface. | Sqm. | 1353 | 1555.95
8.2 | H19( 11-19A) | Sand filling work | Cum. | 3200 | 3680
8.21 | H19( 11-19B) | 15-15 cm. Brick bat filling work. | Cum. | 1207.15 | 1388.22
8.22 | H20( 11-20) | 3 mm thick neat cement punning work. | Sqm. | 281.48 | 323.7
8.23 | H21(11-21) | 25 mm thick Sal wood planking work with 50x75 mm sal wood frame in 600x600 mm | Sqm. | 9768.27 | 11233.51
8.24 | H24( 11-20) | 3 mm thick neat Plaster of Paris punning work. | Sqm. | 526.2 | 605.13
8.25 | H25(11-7) | Clay tile(Machine Made) paving work in cement sand (1:4) mortar | Sqm. | 2065.98 | 2375.88
8.26 | H26(11-6) | Granite 13-16 mm thick paving with 20 mm thick cement sand mortar 1:2 rubbing & polishing work with all complete. | Sqm. | 2404.97 | 2765.72
8.27 |  | 50 mm thick (M35) multi color interlocking block over 50 mm thick Crusser dust laying work with all complete. | Sqm. | 2220.35 | 2553.4
8.28 |  | 60 mm thick (M35) multi color interlocking block over 50 mm thick Crusser dust laying work with all complete. | Sqm. | 2366.36 | 2721.32
8.29 |  | 70 mm thick (M35) multi color interlocking block over 50 mm thick Crusser dust laying work with all complete. | Sqm. | 2561.05 | 2945.21
8.3 |  | Parking Tile(25mm) thick over 50 mm thick Crusser dust laying work with all complete. | Sqm. | 1152.25 | 1325.08
8.31 | H6 | Virtrified tiles of 600x600mm approximately of different colour, pattern,design with straight close joints. The area of existing floor slab shall be cleaned before laying the tiles, the tiles shall be laid with required bedding materials of cement sand mortar (1:1). | sqm. | #VALUE! | #VALUE!
8.32 | H6 | Virtrified parking tiles of 600x600mm approximately of different colour, pattern,design with straight close joints. The area of existing floor slab shall be cleaned before laying the tiles, the tiles shall be laid with required bedding materials of cement sand mortar (1:1). | sqm. | #VALUE! | #VALUE!
I - PLASTER & POINTING WORK
9.01 | I1(12-1B) | 12.5 mm. thick cement sand plaster work 1:3 on wall. | Sqm. | 398.86 | 458.68
9.02 | I1(12-1C) | 12.5 mm. thick cement sand plaster work 1:4 on wall. | Sqm. | 390.64 | 449.23
9.03 | I1(12-1D) | 12.5 mm. thick cement sand plaster work 1:6 on wall. | Sqm. | 371.22 | 426.9
9.04 | I4(12-4A) | 20 mm. thick cement sand plaster work 1:3 on wall etc. | Sqm. | 510.6 | 587.19
9.05 | I4(12-4B) | 20 mm. thick cement sand plaster work 1:4 on wall etc. | Sqm. | 495.1 | 569.36
9.06 | I4(12-4C) | 20 mm. thick cement sand plaster work1:6 on wall etc. | Sqm. | 464.8 | 534.52
9.07 | I5(12-5) | 25 mm. thick mud plaster on wall etc. | Sqm. | 471.9 | 542.68
9.08 | I5(12-6) | 12.5 mm. thick mud plaster on wall etc. | Sqm. | 361.2 | 415.38
9.09 | I7(12-1B) | 12.5 mm. thick cement sand plaster work (1:3 ) on ceiling | Sqm. | 469.66 | 540.1
9.1 | I7(12-1C) | 12.5 mm. thick cement sand plaster work 1:4 on ceiling | Sqm. | 461.44 | 530.65
9.11 | I8(14-1A) | Flush pointing works in 1:1 Cement sand mortar on Brick masonry wall | Sqm. | 279.48 | 321.4
9.12 | I8(14-1B) | Flush pointing works in 1:2 Cement sand mortar on Brick masonry work | Sqm. | 266.18 | 306.1
9.13 | I8(14-1C) | Flush pointing works in 1:3 Cement sand mortar on Brick masonry wall | Sqm. | 259.14 | 298.01
9.14 | I8(14-1A) | Rulled pointing works in 1:1 Cement sand mortar on Brick masonry wall | Sqm. | 394.68 | 453.88
9.15 | I8(14-1B) | Ruled pointing works in 1:2 Cement sand mortar on Brick masonry work | Sqm. | 381.38 | 438.58
9.16 | I8(14-1C) | Ruled pointing works in 1:3 Cement sand mortar on Brick masonry wall | Sqm. | 374.34 | 430.49
9.17 | I9(14-2A) | Flush/Rulled pointing works in 1:1 Cement sand mortar on Stone masonry wall | Sqm. | 336.94 | 387.48
9.18 | I9(14-2B) | Flush/Rulled pointing works in 1:2 Cement sand mortar on Stone masonry work | Sqm. | 311.46 | 358.17
9.19 | (14-2C) | Flush/Rulled pointing works in 1:3 Cement sand mortar on Stone masonry work | Sqm. | 298.5 | 343.27
9.2 | I10(14-3) | Flush/Rulled pointing works in 1:3 Cement sand mortar on Aslar Stone masonry work | Sqm. | 202.8 | 233.22
9.21 | I11(14-4) | 1:3 Cement sand pointing on 450 mm x 450 mm flat stone paving joints. | Sqm. | 110.04 | 126.54
9.22 | I12(14-5) | 1:1 Cement sand pointing on Teliya brick paving joints. | Sqm. | 230.2 | 264.73
9.23 | (14-6) | 3 mm thick Cement sand 1:1 flushing plaster | Sqm. | 259.1 | 297.96
9.24 | I13(14-7) | 3 mm thick lime flushing plaster | Sqm. | 207.05 | 238.11
9.25 | I14(14-8) | 3 mm thick Cement flushing plaster | Sqm. | 279.52 | 321.44
9.26 | I15 | 20 mm thick Jhalar/pani patti making over cement plaster | Sqm. | 156.3 | 179.74
9.27 | I16 | 25 mm thick roofing tile butta plaster in cement sand (1:4) work | Sqm. | 0 | 0
9.28 | I17 | 2 mm thick plane white putting plaster work in wall &ceiling | Sqm. | 270.84 | 311.46
13. PAINTING WORK
10.01 | J1(13-1B) | Two coat white washing work on wall. | Sqm. | 36.97 | 42.52
10.02 | J1(13-1B) | Two coat white washing work on ceiling. | Sqm. | 43.86 | 50.45
10.03 | J1(13-1C) | Three coat white washing work on wall. | Sqm. | 73.17 | 84.14
10.04 | J1(13-1C) | Three coat white washing work on ceiling. | Sqm. | 88.04 | 101.25
10.05 | J2(13-2) | white washing work in old surface. | Sqm. | 19.96 | 22.96
10.06 | J3(13-3AB) | One coat distemper painting work over primer coat. | Sqm. | 110.94 | 127.58
10.07 | J3(13-3ABC) | Two coat distemper painting work over primer coat. | Sqm. | 159.2 | 183.08
10.08 | J3(13-3B) | One coat distemper painting work without primer coat. | Sqm. | 55.7 | 64.05
10.09 | J3(13-3BC) | Two coat distemper painting work without primer coat. | Sqm. | 103.96 | 119.55
10.1 | J3(13-3AB) | One coat weather proof painting work over primer coat. | Sqm. | 82.8 | 95.22
10.11 | J3(13-3ABC) | Two coat weather proof painting work over primer coat. | Sqm. | 213.6 | 245.64
10.12 | J3(13-3B) | One coat weather proof painting work without primer coat. | Sqm. | 41.4 | 47.61
10.13 | J3(13-3BC) | Two coat weather proof painting work without primer coat. | Sqm. | 151.5 | 174.22
10.14 | J4(13-4A) | One coat water proof cement paint painting work in old surface | Sqm. | 68.19 | 78.41
10.15 | J4(13-4B) | Two coat water proof cement paint painting work in old surface | Sqm. | 156.85 | 180.37
10.16 | J4(13-4A) | One coat white cement paint painting work . | Sqm. | 43.11 | 49.57
10.17 | J4(13-4B) | Two coat white cement paint painting work . | Sqm. | 116.3 | 133.74
10.18 | J5(13-5AB) | One coat enamel painting work over primer coat in wooden surface. | Sqm. | 207.9 | 239.08
10.19 | J5(13-5ABC) | Two coat enamel painting work over primer coat in wooden surface. | Sqm. | 310 | 356.5
10.2 | J5(13-5AB) | One coat plastic emulsion painting work over primer coat. | Sqm. | 234.9 | 270.13
10.21 | J5(13-5AB) | Two coat plastic emulsion painting work over primer coat. | Sqm. | 358 | 411.7
10.22 | J6(13-6) | Two coat aluminium painting work over primer coat in metal surface. | Sqm. | 316.2 | 363.63
10.23 | J7(13-8AB) | Two coat double boiled Linseed oil painting work . | Sqm. | 98.2 | 112.93
10.24 | J8(13-9A) | One coat varnish painting work . | Sqm. | 63.3 | 72.79
10.25 | J7(13-8A) | One coat double boiled Linseed oil painting work . | Sqm. | 49.8 | 57.27
10.25(A) | J8(13-9AB) | Two coat varnish painting work . | Sqm. | 124.95 | 143.69
10.26 | J9(13-10A) | One coat Bitumen painting work . | Sqm. | 38.81 | 44.63
10.27 | J9(13-10B) | Two coat Bitumen painting work . | Sqm. | 68.16 | 78.38
10.28 | J10(13-11) | Three coat chapra painting work . | Sqm. | 196.88 | 226.41
10.29 | J11(13-4C) | One coat RED OXIDE painting work . | Sqm. | 81.09 | 93.25
10.3 | J11(13-4C) | Two coat RED OXIDE painting work . | Sqm. | 146.65 | 168.65
10.31 | J12(13-12A) | One coat water proof cement paint painting work in plastered surface | Sqm. | 105.45 | 121.26
10.32 | J12(13-12AB) | Two coat water proof cement paint painting work in plastered surface | Sqm. | 189.55 | 217.98
10.33 | J15(5-5) | ENAMEL paint painting work over linceed oil in face brick wall | Sqm. | 183.45 | 210.97
10.34 | J16(13-5B) | One coat enamel painting work without primer coat in wooden surface. | Sqm. | 113.4 | 130.41
10.35 | J17(13-5BC) | Two coat enamel painting work without primer coat in wooden surface. | Sqm. | 215.5 | 247.82
10.36 | J18(13-5B) | One coat plastic emulsion painting work without primer coat. | Sqm. | 140.4 | 161.46
10.37 | J19(13-5BC) | Two coat plastic emulsion painting work without primer coat. | Sqm. | 263.5 | 303.02
10.38 | J20(13-6) | One coat aluminium painting work without primer coat in metal surface. | Sqm. | 108.49 | 124.77
10.39 | J21(13-6) | Two coat aluminium painting work without primer coat in metal surface. | Sqm. | 221.7 | 254.96
10.4 | J22(13-7) | One coat RED OXIDE painting work without primer coat | Sqm. | 98.23 | 112.97
10.41 | J23(13-7) | Two coat RED OXIDE painting work without primer coat | Sqm. | 196.59 | 226.07
10.44 | J26 | Two coat washable distemper painting work over primer coat. | Sqm. | 169.1 | 194.46
K - Damp proofing work
11.01 | K1(18-7) | 20 mm thick D.P.C. work in cement sand mortar in 1:2 with W.P.Compound. | Sqm. | 412.5 | 474.37
11.02 | K2(18-8) | 25 mm thick D.P.C. work in cement concrete in 1:1½:3 withwith W.P.Compound. | Sqm. | 478.1 | 549.82
11.03 | 18-9 | 38 mm thick D.P.C. work in cement concrete in 1:2:4 with with W.P.Compound. | Sqm. | 588.13 | 676.35
11.05 | K4(18-11) | 500 gauge polythine sheet laying work | Sqm. | 184.7 | 212.4
11.06 | K5(18-12A) | One layer tarfelt laying work. | Sqm. | 808.06 | 929.26
11.07 | K5(18-12B) | Two layer tarfelt laying work. | Sqm. | 1272.14 | 1462.96
11.08 | K6(18-13A) | One layer damp proof grade tarfelt laying work. | Sqm. | 1075.9 | 1237.28
11.09 | K6(18-13B) | Two layer damp proof grade tarfelt laying work. | Sqm. | 2055.98 | 2364.37
11.1 | K7 | Two coat elastocret cementious elastomeric water proofing work | Sqm. | 0 | 0
11.11 | K8(18-14) | One coat rain Crystallization seal paint or equivalent paint work. | Sqm. | 0 | 0
11.12 | 0 | Expansion Joint Works: - Chipping and laying thermocol in the hole, masking tape on the thermocol and plaster with mixing Perma Bond SBR or eqv. modified mortar up to 40 mm wide and levelling all complete. | Sqm. | 0 | 0
L - MAINTAINANCE & DISMANTLING WORK
12.01 | L1(19-1) | Dismantling work of mud masonry wall & removing of material upto 10 mtr lead. | Cum. | 922.2 | 1060.53
12.02 | L2(19-2) | Dismantling work of cement masonry wall & removing of material upto 10 mtr lead. | Cum. | 1844.4 | 2121.06
12.03 | L3(19-3) | Dismantling work of R.C.C. / R.B.C. & removing of material upto 10 mtr lead. | Cum. | 9570 | 11005.5
12.04 | L4(19-4) | Dismantling work of P.C.C. / L.C.C. & removing of material upto 10 mtr lead. | Cum. | 3480 | 4002
12.05 | L5(19-5) | Dismantling work of cement sand / lime surkhee plaster & removing of material upto 10 mtr lead. | Sqm. | 93.96 | 108.05
12.06 | L6(19-6) | Dismantling work of tile roof & removing of all material wood, tile upto 10 mtr lead. | Sqm. | 135.27 | 155.56
12.07 | L7 | Wood preservative paint painting work | Sqm. | 469.82 | 540.29
12.08 | L11 | Clearance work of old existing marble floor with Oxalic acid & carborundum stone | Sqm.. | 322.55 | 370.94
12.09 | L12 | Clearance work of old existing parket & polishing work | Sqm.. | 93.16 | 107.13
12.1 | L13 | Clearance work of old existing mosaic floor with Oxalic acid , main polish , turpentine oil & carborundum stone | Sqm.. | 340.87 | 392.01
12.11 | L14(A) | Clearance work of brick from mud masonry wall & stacking of brick for re-used | Nos. | 3.78 | 4.35
12.12 | L14(C) | Clearance work of brick from cement masonry wall & stacking of brick for re-used | Nos. | 6.22 | 7.15
12.13 | L15(B) | Clearance work of stone from cement masonry wall & stacking of stone for re-used | Cum. | 1327.72 | 1526.87
12.13a |  | Clearance work of stone from mud masonry wall & stacking of stone for re-used | Cum. | 1078.19 | 1239.91
12.14 | L19(A) | Dismantling work of R. C. C. barbed wire fencing work with earthwork excavation filling & leveling | Sqm. | 391.5 | 450.22
12.15 | L19(B) | Dismantling work of IRON. barbed wire fencing work with earthwork excavation filling & leveling | Sqm. | 365.4 | 420.21
12.16 | L19(C) | Dismantling work of WOODEN. barbed wire fencing work with earthwork excavation filling & leveling | Sqm. | 348 | 400.2
12.17 | L19(C) | Dismantling work of M.S. bar from R.C.C./R.B.C.& stacking upto 10 mtr. | Sqm. | 1164 | 1338.6
12.18 | L21 | Dismantling work of Gabian work | Sqm. | 1208.7 | 1390
12.19 | L22 | Dismantling work of cgi sheet roof & removing of all material wood, cgi sheet upto 10 mtr lead. | Sqm. | 67.2 | 77.28
24 IRON WORK
13.01 | M1(24-1A) | 3 x 20mm Metal Grill including manufacturing, fitting, painting with Aluminium paint, sand papering all complete(15kg/sqm) | Sqm. | 2550 | 2932.5
|  | 3 x 20mm Metal Grill including manufacturing, fitting, painting with Aluminium paint, sand papering all complete(15kg/sqm) | Kg | 170 | 195.5
13.02 | M2(24-1B) | 4.5 x 20mm Metal Grill including manufacturing, fitting, painting with Aluminium paint, sand papering all complete(21.5 kg/sqm) | Sqm. | 3655 | 4203.25
|  | 4.5 x 20mm Metal Grill including manufacturing, fitting, painting with Aluminium paint, sand papering all complete(21.5 kg/sqm) | Kg | 170 | 195.5
13.03 | M3 | 12x12 mm solid core square rod M. S. grill with 4.5x20 Metal frame | Sqm. | 3298.32 | 3793.06
|  | 12x12 mm solid core square rod M. S. grill with 4.5 x 20mm Metal frame | Kg | 135.6217 | 155.9646
13.04 | M4 | Fabricating, supplying & fixing of different size M.S. angle | Kg. | 214.68 | 246.88
13.05 | M5 | Spiral stair case with 4" medium post,3*20 mm sheet ,32 mm handrail all complete | RM | 11100 | 12765
13.06 | M6(24-2) | Providing & fixing MS folded sheet rolling shutters with iron clamps, spring and axle of good quality finish with one coat red- oxide paint on shutter and oiling on spring and axle. | Sqm. | 7400 | 8510
13.07 | M7(24-4) | Collapsible shutter including manufacturing, welding, supply of material, painting and fixing | Sqm. | 7400 | 8510
13.08 | M8(24-3) | Providing and fixing MS gate as per drawing with 50 mm X 50 mm X 3 mm MS angle, 25 mm X 25 mm MS square pipe, 16 gauge MS flat sheet, 12 mm X 3 mm MS flat , ready made pivot hing welded to 175 mm long angle hold fast embedded in concrete and iron locking arrangement over one coat primer . | Sqm. | 6975 | 8021.25
13.09 | M8(24-3) | Providing and fixing MS gate as per drawing with 50 mm X 50 mm X 3 mm MS angle, 25 mm X 25 mm MS square pipe, ready made pivot hing welded to 175 mm long angle hold fast embedded in concrete and iron locking arrangement over one coat primer. | Sqm. | 7900 | 9085
13.1 | M9(24-6) | Supplying and fixing of Barbed wire 14 gauge including hooks, nails etc | Rmtr. | 81.11 | 93.28
13.11 | M10(24-7) | Supplying and fixing of Barbed wire 12 gauge including hooks, nails etc 5 H+2D with 75x100 mm sal wood 2100 mm long . | Rmtr. | 1596.97 | 1836.51
13.12 | M11 | Fabricating, supplying & fixing of different size M.S. black pipe Truss with metal primer | Kg. | 224.68 | 258.38
13.13 | M12 | Supplying & fixing work of 50 mm Ø MS black pipe @ 2.0 mtr with 10 S.W.G.G. I. Chain Link 2"x2" mesh size fixing in 4x20x20 mm & 4x25x25 mm ms angle frame & top 3x20 mm MS grill 15 cm height with primer coat.. | Sqm. | #VALUE! | #VALUE!
13.14 | M13 | Supplying & fixing work of 50 mm Ø MS black pipe @ 2.0 mtr with 7 mm Ø TMT bar mesh 62x62 mm size 4x25x25 mm ms angle frame & top 3x20 mm MS grill 15 cm height with primer coat.. | Sqm. | 3349.53 | 3851.96
13.15 | M14 | 900 mm height stainless steel staircase railing work | Rmtr. | 5248 | 6035.2
13.16 | M15 | Stainless Steel Railing for Verandah (S.S.Pipe of 20 mm ( 3) lines) Fabrication & installation (50mm dia. Hand rail, 40mm dia.Vertical post 8/8 apart ) 90 cm height good finishing including fixing as per speciication and instruction complete work | Sqm. | 5248 | 6035.2
13.17 | M16 | Supplying & fixing work of 150x150 mm size sisham wood ornamental post , 75x75 mm size bluster with 75x100 mm hand rail. | Sqm. | 0 | 0
13.18 | M17 | Hand rail 2.5"x5" size sisham wood supplying & fixing work | Rmtr. | 207 | 238.05
13.19 | M18 | Supplying & fixing work of 20x20 mm square pipe railing two nos. every trade 900 to 1000 mm height with 3"x4" sisham wood hand rail | Rmtr. | 2690.3778 | 3093.9333
13.2 | M19 | Supplying & fixing work of 20x20 mm square pipe railing two nos. every trade 900 to 1000 mm height with 40 mm MS black pipe hand rail | Rmtr. | 1258.44 | 1447.21
25 ROAD WORK
15.01 | O1 | Subgrade preparing work with simple mud cutting 10 mtr. lead | Sqm. | 134.41 | 154.57
15.02 | O2 | Rolling work | Sqm. | 29.43 | 33.85
15.03 | O3(15-9A) | 10 cm. compact sub base laying work with sand mixed gravel, load unload & proper levelling. | Sqm. | 327.65 | 376.79
15.04 | O3(15-9C) | 15 cm. compact sub base laying work with sand mixed gravel, load unload & proper levelling. | Sqm. | 460.24 | 529.27
15.05 | O3(15-9D) | 20 cm. compact sub base laying work with sand mixed gravel, load unload & proper levelling. | Sqm. | 577 | 663.55
25 Miscellaneous WORK
25.01 | 1 | Providing and fixing Single Panel Casement (Hinged) Door of aluminium section in natural or color anodized/powder coated color Section size (102x45x1.5 mm) fitted with 5 mm clear glass or 9 mm both side laminated board (excluding the cost of handle and door closer). | Sqm. | 7413.64 | 8525.68
25.02 | 2 | Providing and fixing Double Panel Casement (Hinged) Door of aluminium section in natural or color anodized/powder coated color Section size (102x45x1.5 mm) fitted with 5 mm clear glass or 9 mm both side laminated board (excluding the cost of handle and door closer). | Sqm. | 8166.84 | 9391.86
25.03 | 3 | Providing and fixing Single Panel Swing Door of aluminium section in natural or color anodized/powder coated color Section size (102x45x1.5 mm) fitted with 5 mm clear glass or 9 mm both side laminated board (excluding the cost of handle and door closer). | Sqm. | 9436.52 | 10851.99
25.04 | 4 | Providing and fixing Double Panel Swing Door of aluminium section in natural or color anodized/powder coated color Section size (102x45x1.5 mm) fitted with 5 mm clear glass or 9 mm both side laminated board (excluding the cost of handle and door closer). | Sqm. | 10394.16 | 11953.28
25.05 | 5 | Providing and fixing 2 or 3 Panel Sliding Window of aluminium section in naturally anodized or Black anodized/powder coaded color, Section size (87x56x1.2) fitted with 5 mm clear glass without fly mesh shutter.(window size 6'x5' or average area 30 sq. feet per window). | Sqm. | 5918 | 6805.7
25.06 | 6 | Providing and fixing 2 or 3 Panel Sliding Window of aluminium section in naturally anodized or Black anodized/powder coaded color, Section size (87x56x1.5) fitted with 5 mm clear glass without fly mesh shutter.(window size 6'x5' or average area 30 sq. feet per window). | Sqm. | 6821.84 | 7845.11
25.07 | 7 | Providing and fixing 2 or 3 Panel Sliding Window with top fix glass of aluminium section in naturally anodized or Black anodized/powder coated color, Section size (87x56x1.20) fitted with 5 mm clear glass without fly mesh shutter.(window size 6'x5' or average area 30 sq. feet per window). | Sqm. | 6445.24 | 7412.02
25.08 | 8 | Providing and fixing 2 or 3 Panel Sliding Window with top fix glass of aluminium section in naturally anodized or Black anodized/powder coated color, Section size (87x56x1.50) fitted with 5 mm clear glass without fly mesh shutter.(window size 6'x5' or average area 30 sq. feet per window). | Sqm. | 7424.4 | 8538.06
25.09 | 9 | Providing and fixing Fixed Window of aluminium section in naturally anodized or Black anodized/powder coated color, Section size (87x25+12x1.20) fitted with 5 mm clear glass without fly mesh shutter.(Average area 5 sq. feet per Panel). | Sqm. | 4906.56 | 5642.54
25.1 | 10 | Providing and fixing Fixed Window of aluminium section in naturally anodized or Black anodized/powder coated color, Section size (87x25+12x1.50) fitted with 5 mm clear glass with out fly mesh shutter.(Average area 5 sq. feet per Panel). | Sqm. | 5638.24 | 6483.97
25.11 | 11 | Providing and fixing Fly Mesh Shutter with stainless steel fly mesh in 90 series for sliding window.(Section thickness 1 mm) | Sqm. | 2152 | 2474.8
25.12 | 12 | Providing and fixing Full Height Partition of aluminium section in naturally anodized or black anodized/powder coated color section size (102x45x1.5) fitted with 5 mm clear glass or 9 mm both side laminated board.(average panel area 8.00 Sq.ft) | Sqm | 5950.28 | 6842.82
25.13 | 13 | Providing and fixing Half Height Partition of aluminium section in naturally anodized or black anodized/powder coated color section size (102x45x1.5) fitted with 5 mm clear glass or 9 mm both side laminated board.(average panel area 6.00 Sq.ft) | Sqm. | 6456 | 7424.4
25.14 | 14 | Providing and fixing Full Height Partition of aluminium section in naturally anodized or black anodized/powder coated color section size (64x38x1.10mm) fitted with 5 mm clear glass or 9 mm both side laminated board.(average panel area 8.00 Sq.ft) | Sqm. | 4465.4 | 5135.21
25.15 | 15 | Providing and fixing Half Height Partition of aluminium section in naturally anodized or black anodized/powder coated color section size (64x38x1.10mm) fitted with 5 mm clear glass or 9 mm both side laminated board.(average panel area 6.00 Sq.ft) | Sqm. | 5476.84 | 6298.36
25.16 | 16 | False ceiling by Gypsum, Gypsum board 12 mm With providing,finisging og joint with compound & tape all complete | Sqm. | 1400 | 1610
L.21 | 54-2423 | Providing and installation of project signboards in ( 25mm *25mm hollow square pipe frame fitted in 50mm MS pipe vertical post 2.7 m height with fitting all complete ) with size of 1.8 x 1.2 m flex print as per specification and instruction of engineer. | NO | 13200 | 15180
L.22 | 54-2446 | Providing and installation of flex print good project signboards with size of 1.8 x 1.2 m as per specification and instruction of engineer. | NO | 1836.0864 | 2111.4994

## Basic Rate
GOVERNMENT OF NEPAL
RAINAS MUNICIPALITY
OFFICE OF THE MUNICIPAL EXECUTIVE
TINPIPLE,LAMJUNG
0
BASIC LABOUR & MATERIAL RATE
DISTRICT : BARA | [5 empty] | F / Y : 2082/083
S.No. | Description | Unit | District Rate | Transportation @ 3 % | Rate | Remarks | District Rate Page no & S.N
1 | Aggregate >10 mm-Crushed | Cum. | 2430 |  | 2430 |  | 4-164
2 | Aggregate >10 mm-River bed | Cum. | 1830 |  | 1830 |  | 4-168
3 | Aggregate 10 mm-Crushed | Cum. | 2800 |  | 2800 |  | 4-164
4 | Aggregate 10 mm-River bed | Cum. | 1910 |  | 1910 |  | 4-168
5 | Aggregate 12 mm-Crushed | Cum. | 2430 |  | 2430 |  | 4-164
6 | Aggregate 12 mm-River bed | Cum. | 1830 |  | 1830 |  | 4-168
7 | Aggregate 20 mm-Crushed | Cum. | 2430 |  | 2430 |  | 4-164
8 | Aggregate 20 mm-River bed | Cum. | 1830 |  | 1830 |  | 4-168
9 | Aggregate 40 mm-Crushed | Cum. | 2135 |  | 2135 |  | 4-164
10 | Aggregate 40 mm-River bed | Cum. | 1830 |  | 1830 |  | 4-168
11 | Aluminium paint | Ltr. | 561 |  | 561 |  | 13-494
12 | Asbestos cement ridge cover | Rmtr. | 866.6667 |  | 866.6667 | ridge width 0.6 m
13 | Asbestos cement sheet | Sqm. | 520 |  | 520 |  | 6-270
14 | ASO Joint Tape laying Work. | Rmtr.
15 | Assistant lab equipment with agar | Hour | .
16 | Bamboo | No. | 263 |  | 263 |  | 3-104
17 | Barbed wire 12 Bwg.(7m per Kg) | Rmtr. | 19 |  | 19 | 133 per kg | 7-262
18 | Barbed wire 14 Bwg.(7m per Kg) | Rmtr. | 19 |  | 19 | 134 per kg | 7-263
19 | Bhush | Kg.
20 | Binding wire | Kg. | 140 |  | 140 |  | 5-212
21 | Bitumen (VG 30) | Kg. | 110.7 |  | 110.7
22 | Bitumen paint | Ltr. | 173 |  | 173 |  | 13-507
23 | Bitumen washer | Nos. | 0.63 |  | 0.63 |  | 7-300
24 | Brick Aggregate | Cum. | 2500 |  | 2500 |  | 3-109
25 | Brick | Nos. | 13 |  | 13 |  | 3-105
27 | Carborundam Stone(Sharpenning Stone) | Nos. | 254 |  | 254 |  | 5-181
28 | Cement | MT | 14000 |  | 14000 |  | 5-201
29 | Cement primer | Ltr. |  |  |  |  | ***
| Cement tile | No. | 18 |  | 18 |  | 7-309
31 | Cement tile ridge cover | No. | 20 |  | 20 |  | 7-310
32 | Stainless Steel 50mm dia Handrail pipe,in between 20 mm dia s.s. pipe 3 line ,40 mm vertical post 8/8 ft apart and 75 mm baluster pipe with 900 mm height all complete | Rmtr. | 5248 |  | 5248 |  | 6-246
33 | CGI Ridge Cover colour 26 (h) | Rmtr. | 197.8326 |  | 197.8326 | width=0.60m | 7-256
34 | CGI Ridge Cover colour 26 (m) | Rmtr. | 180.7644 |  | 180.7644 | width=0.60m | 7-295
35 | CGI sheet 24(H) 0.50 mm thick coloured (65kg/bundle) | Sqm. | 754.9946 |  | 754.9946 |  | 7-286
36 | CGI sheet 26(H) 0.40 mm thick coloured (65kg/bundle) | Sqm. | 754.9946 |  | 754.9946 |  | 7-286
37 | CGI sheet 26 (H) 0.41 mm thick Plain (65kg/bundle) | Sqm. | 540.6015 |  | . |  | 7-279
38 | CGI sheet 26 0.37 mm thick plain (61kg/bundle) | Sqm. | 470.6767 |  | . |  | 7-281
39 | CGI sheet 26 (M) 0.37 mm thick Plane | Sqm. | 506.5521 |  | . |  | 7-280
40 | CGI sheet 26 (M) 0.37 mm thick Color | Sqm. | 608.7003 |  | . |  | 7-287
41 | CGI sheet 28 (H) 0.31 mm thick colour | Sqm. | 509.0547 |  | . |  | 7-288
42 | CGI sheet 28 (H) 0.31 mm thick plane | Sqm. | 424.1676 |  | . |  | 7-282
43 | CGI sheet Ridge Cover 26(L) | Rmtr. | 172.5037 |  | . | width=0.60m | 7-296
44 | Plane GI sheet 26 (H) 0.41 mm thick plane | Sqm. | 699.4629 |  | . |  | 7-290
45 | Plane GI sheet 26 (M) 0.37 mm thick plane | Sqm. | 571.9656 |  | . |  | 7-291 | 21
46 | Plane GI sheet 26 (L) 0.35 mm thick plane | Sqm. | 443.8776 |  | .
47 | Chain Link 2"x2" mesh (10 SWG G. I.) | Sqm. | . |  | .
48 | Chapra paint | Kg. | 904 |  | 904 |  | 13-492
49 | Chattai | Sqm. | 142 |  | 142 |  | 8-312
50 | Clay tile | No. | 2.407 |  | 2.407 |  | 7-208
51 | Clay tile ridge cover | No. | 4.814 |  | 4.814 |  | 7-209
52 | Clip | no | 10 |  | 10 |  | 7-305
53 | Collapsible gate (40kg/sqm) | Sqm. | 7400 |  | 7400 |  | 6-222
54 | Collection bag(jute) | Nos. | 22 |  | 22 |  | 25-993
55 | Crystallization seal | Sqm.
56 | Damp proof grade tarfelt (1mx20m)=1 Role | Sqm. | 88.8 |  | 88.8 |  | 8-313
57 | Diesel | Ltr. | 131.8584 |  | 131.8584 | 143.5/1.13 | DATE 2080/03/31 |  | 115
58 | Distemper Primer | Ltr. | 173 |  | 173 |  |  |  | 0.068249
59 | Distemper Dry powder/ liquid | Kg. | 220 |  | 220 |  | 13-484 (fy2079-2080))
60 | Door spring | No. | 303 |  | 303 |  | 10-332
61 | Dori | Kg. | 121 |  | 121 |  | 25-988
62 | Enamel Paint | Ltr. | 400 |  | 400 |  | 13-487
63 | Enamel Primer | Ltr. | 400 |  | 400 |  | 13-488
64 | Engineer | Nos.
65 | Expansion joint materials | Sqm.
66 | Expended metal | Sqm. | 86 |  |  |  | ktm
67 | Fiber glass 2.0 mm thick corgated | Sqm. | 2108.96 |  | 2108.96 |  | 7-269
68 | Fiber glass 1.20 mm thick ridge cover (0.60m width) | Rmtr. | 2492.7333 |  | 2492.7333 | width=0.60m | 7-267
69 | Fire wood (kukath) | Kg. | 8 |  | 8 |  | makawanpu districk rate 2080-2081 (11-85.1)
70 | Flooring stone 37mm thick | Sqm.
71 | G. I. plane sheet Gutter 0.50mm thick | Rmtr. |  |  | 0
72 | G. I.Colour plane sheet Gutter 0.50mm thick | Rmtr. |  |  | 0
73 | Gavion wire commercial | Kg. | 110 |  | 110 |  | 6-251
74 | Gavion wire Heavy coated | Kg. | 120 |  | 120 |  | 6-252
75 | Gavion wire Light coated | Kg. | 115 |  | 115 |  | 6-253
76 | Gavion wire Medium coated | Kg. | 115 |  | 115 |  | 6-254
77 | GI plane sheet 26 gauge 0.41 | Sqm.
78 | Glass 3 mm thick-Plane | Sqm. | 1213 |  | 1213 |  | 8-329
79 | Glass 4 mm thick-Plane | Sqm. | 1378 |  | 1378 |  | 8-330
80 | Glass 6 mm thick-Plane | Sqm. | 1488 |  | 1488 |  | 8-331
81 | Gobar | Kg. | 2 |  | 2
82 | Gravel (sand mixed) | Cum. | 1430 |  | 1430 | *** | 5-171
83 | Granite 12-14 mm thick | Sqm.
84 | Gum | Kg. | 194 |  | 194 |  | 13-499
85 | Handle | No. | 83 |  | 83 |  | 10-388
86 | Helper | Nos.
87 | Hinge 75 mm | No. | 44 |  | 44 |  | 9-378
88 | Hinge 100 mm | No. | 66 |  | 66 |  | 9-379
89 | Hinge 150 mm | No. | 77 |  | 77 |  | 10-380
90 | Hold fast | No. | 26.4 |  | 26.4 | 1kg=4nos | 9-365
91 | Hydraulic Excavetor 0.35 Cum. | Hour | 4005 |  | 4005 |  | 1-22
92 | Hydraulic Excavetor 0.63 Cum. | Hour | 4005 |  | 4005 |  | 1-22
93 | Hydraulic Excavetor 0.80 Cum. | Hour | 4005 |  | 4005 |  | 1-22
94 | Hydraulic Excavetor 1.32 Cum. | Hour | 4005 |  | 4005 |  | 1-23
95 | Interlocking Block(Hexagonal) 50mm (M35) multi color | Sqm. | 973.4513 |  | 973.4513 |  | 4-130
96 | Interlocking Block(Hexagonal) 60mm (M35)multi color | Sqm. | 1106.1947 |  | 1106.1947 |  | 4-133
97 | Interlocking Block(Hexagonal) 70mm (M35)multi color | Sqm. | 1283.1858 |  | 1283.1858 |  | 4-136
98 | Iron bolt | Kg. | 139 |  | 139 |  | 20-804
99 | Iron strips | Kg.
100 | J-hook (1kg=8nos) | Nos. | 17.375 |  | 17.375 |  | 7-301
101 | Khar | Bdl. | 144 |  | 144 |  | 8-311
102 | Killa | Kg. | 138 |  | 138 |  | 10-400
103 | Heavy duty reinforced elastomeric acrylic waterproofing coating for terrace with primer (primeseal) Dr FiXIT new coat | Sqm.
104 | Linseed oil paint | Ltr. | 140 |  | 140 |  | 13-491
105 | Lockingset 250 | No. | 358 |  | 358 |  | 10-387
106 | Main Polish | Kg. | 578 |  | 578 |  | 13-508
107 | Marble chips 3 mm (25*2620) | Cum. | 65500 |  | 65500 | Nepali formate marble=2620kg/cum | 5-175
108 | Marble power | Kg. | 22 |  | 22 |  | 5-176
109 | Marble tile 12-14 mm plain | Sqm. | 2079 |  | 2079 |  | 5-187
110 | Marble tile 12-14 mm color | Sqm. | 2079 |  | 2079 |  | 5-188
111 | Micro silica for high performance concrete | Kg.
112 | Mixture Machine (0.20-0.28 Cum.) with fuel | Hr | 627 |  | 627 |  | 1-26
113 | Mortice lock (Brass) | No. | 1544 |  | 1544 |  | 10-397
114 | Mosquito proof net 24 mess good quality | Sqm. | 290.52 |  | . |  | Makawanpur 080/081 s.n 11-73.1
115 | MS angle | Kg. | 130 |  | 130 |  | 6-219
116 | MS Black pipe 0.75" to 2" dia. Or all size | Kg. | 140 |  | 140 |  | 5-215
117 | MS Black pipe(MNB 50-M) | no | 2304 |  | 2304 | Iron Props | pg no:5-S.N36 (ktm)080/081
118 | MS grill | Kg. | 130 |  | 130 |  | 6-220
119 | MS grill 3*20 mm (15 kg/sqm) | Kg. | 170 |  | 170 |  | 5-216
120 | MS grill 4.5*20 mm (21.5 kg/sqm) | Kg. | 170 |  | 170 |  | 5-216
121 | MS grill gate 5*20 mm(35 kg/sqm) | Sqm. | 6475 |  | 6475 | 1sqm=35kg | 6-224
122 | MS grill gate 5*25 mm(40 kg/sqm) M. sheet | Sqm. | 7400 |  | 7400 | 1sqm=40kg | 6-224
123 | Different size MS plate | Kg. | 130 |  | 130 |  | 6-220
124 | MS Spiral Staircase Readymade (60 kg per meter) | Rmtr. | 11100 |  | 11100 |  | 6-234
125 | Mud soil | Cum. | 400 |  | 400 |  | 1-11
126 | Mud tile | No. |  |  | 0
127 | Mud tile ridge cover | No. | `
128 | M10 Ready Mix Concrete | Cum. | 10500 |  | 10500 |  | 57-2549
129 | M15 Ready Mix Concrete | Cum. | 11000 |  | 11000 |  | 57-2550
130 | M20 Ready Mix Concrete | Cum. | 12000 |  | 12000 |  | 57-2551
131 | M25 Ready Mix Concrete | Cum. | 13000 |  | 13000 |  | 57-2552
132 | M30 Ready Mix Concrete | Cum. | 14000 |  | 14000 |  | 57-2553
133 | M35 Ready Mix Concrete | Cum. | 15000 |  | 15000 |  | 57-2554
134 | M40 Ready Mix Concrete | Cum. | 17000 |  | 17000 |  | 57-2555
135 | M45 Ready Mix Concrete | Cum. | 18000 |  | 18000 |  | 57-2556
136 | Nutbolt 8 mm. | Nos. | 13.9 |  | 13.9 | per kg=10 nos | 7-302
137 | Oxalic acid powder | Kg. | 191 |  | 191 |  | 5-183
138 | Paint brush 100 mm | Nos. | 103 |  | 103 | 4 inch | 33-1346
139 | Parking Tile | Sqm.
140 | Pech killas | No. | 0.96333 |  | 0.96333 |  | Average
141 | Petrol | Ltr. | 150.885 |  | 150.885 | 170.5/1.13
142 | Plaster of Paris | Kg. | 60 |  | 60 |  | 5-204
143 | Plastic emulsion paint | Ltr. | 700 |  | 700 |  | 13-485
144 | Ply wood 12 mm thick commercial | Sqm. | 690 |  | 690 |  | 8-325
145 | Ply board 19 mm thick waterproof | Sqm. | 1396 |  | 1396 |  | 8-328
146 | Ply wood 3 mm thick commercial | Sqm. | 252 |  | 252 |  | 8-322
147 | Ply wood 3 mm thick Teak | Sqm. |  |  | 0
148 | Ply wood 4 mm thick commercial | Sqm. | 290 |  | 290 |  | 8-323
149 | Ply wood 4 mm thick Teak | Sqm. |  |  | 0
150 | Ply wood 6 mm thick water proof | Sqm. | 473.44 |  | 473.44 |  | 8-324
151 | Polythine sheet 500 gauge | Sqm. | 55 |  | 55 | 1sqm=2.5m | 25-992
152 | Porcelain glazed/non glazed tile | Sqm. | 1733 |  | 1733 |  | 5-184
153 | Pre-laminated board | Sqm.
154 | Railing with 40 mm Ø ms pipe handrail | Rmtr. | 606.985 |  | 606.985 |  | 6-235
155 | Railing with sisham wood handrail 2.5*5" | Rmtr.
156 | Rain seal paint | Kg.
157 | Readymade colour concrete tile I,,bambai,cadbari design floor tile(1"x1"x1.5") | no
158 | Red oxide Paint | Ltr. | 153 |  | 153 |  | 13-487
159 | Red oxide Primer | Ltr. | 153 |  | 153 |  | 13-488
160 | Road roller 8-10 M.T. with fuel | hr | 1568 |  | 1568 |  | 1-16
161 | Road hand roller 1.0 M.T. | hr |  |  | 0 | previous 450 | ***
162 | Rolling Shutter @ 40 kg/m2 | Sqm. | 7400 |  | 7400 |  | 6-223
163 | Roofing nail | Kg. | 116 |  | 116 |  | 10-400
164 | Rubber bidding | mt |  |  | 0
165 | Sand local | Cum. | 1900 |  | 1900 |  | 5-173
166 | Sand crusher | Cum. | 2200 |  | 2200 |  | 5-172
167 | Sand river washed | Cum. | 1930 |  | 1930 |  | 5-172
168 | Sand mixed gravel | Cum. | 1430 |  | 1430 |  | 5-171
169 | Sand paper | Nos. | 23 |  | 23 |  | 13-505
170 | Self Taping Screw 3" | Nos. | 7 |  | 7 |  | 7-304
171 | Silica cement | Kg.
172 | Skilled | Nos. | 1200 |  | 1200
173 | Spartik non glazed tile | Sqm. |  |  | .
174 | Spiral stair case | Kg. | 168.3 |  | 168.3 |  | 6-234
175 | Sprit | Ltr. | 153 |  | 153 |  | 14-490
176 | Square pipe 1"x1" | Kg. | 130 |  | 130 |  | 6-221
177 | Square rod 12mm Ø solid core | Kg. | 130 |  | 130 |  | 6-221
178 | Stainless Steel 50mm dia Handrail pipe,in between 20 mm dia sspipe 3 line ,40 mm vertical post 8/8 ft apart and 75 mm baluster pipe with 900 mm height all complete | Rmtr. | 4921.5 |  | 4921.5 |  | 6-247
179 | Stainless steel pipe 25 mm Ø | Rmtr. | 458.5 |  | 458.5 |  | 6-238
180 | Stainless steel pipe 30 mm Ø | Rmtr. | 458.5 |  | 458.5
181 | Stainless steel pipe 38 mm Ø | Rmtr. | 458.5 |  | 458.5
182 | Stone block | Cum. | 1910 |  | 1910 |  | 3-115
183 | Stone bond | Cum. | 1810 |  | 1810 |  | 3-116
184 | Stone dust | Cum. | 1220 |  | 1220 |  | 24-971
185 | Sub engineer | Nos. |  |  | 0
186 | Sunmica board | Sqm. | 242 |  | 242
187 | Super plasticiser | Kg. |  |  | 0
188 | Surkhee | Cum. | 1760 |  | 1760 |  | 3-111
189 | Tarfelt | Sqm. | 88.8 |  | 88.8 |  | 8-313
190 | Turpentine oil | Ltr. | 140 |  | 140 |  | 13-489
191 | Turpentine oil floor finishing | Ltr. | 140 |  | 140 |  | 13-489
192 | Terrazo tile | Sqm. | 1733 |  | 1733 |  | 5-185
193 | Teak ply 12mm | Sqm. | 1420.32 |  | 1420.32 |  | 8-327
194 | TOR/TMT reinforcement bar | M.T. | 105000 |  | 105000 |  | 5-211
195 | Towerbolt 100 mm | No. | 63 |  | 63 |  | 10-382
196 | Towerbolt 150 mm | No. | 79 |  | 79 |  | 10-383
197 | Towerbolt 300 mm | No. | 110 |  | 110 |  | 10-385
198 | U-nail | Nos.
199 | Unskilled | Nos. | 870 |  | 870 |  | 1-1
200 | UPVC roofing sheet 2 mm thick | Sqm. | 753.2 |  | 753.2
201 | UPVC roofing sheet 3 mm thick | Sqm. | 1700 |  | 1700 |  | 7-303
202 | UPVC roofing sheet ridge cover (ridge width =0.6 m) | Rmtr. | 4508.3799 |  | 4508.3799 | (3.58*2)=1800 | 7-272
203 | Varnish paint | Ltr. | 165 |  | 165 |  | 13-493
204 | Vitrified tile GRES | Sqm. |  |  | .
205 | Vitrified tile GRES Parking tile | Sqm. |  |  | .
206 | Vibrator | Hour | 131 |  | 131 |  | 1-25
207 | W.P.Compound | Kg. | 108 |  | 108 |  | 5-203
208 | Water | Ltr. | 0 |  | 0 |  | 2hp motor unit consum per hour 2.19 kw
209 | Water proof cement paint | Kg. | 110 |  | 110 |  | 13-482
210 | Dewatering from trenches used 5hp motor | Hour | 441 |  | 441 |  | 25-995 |  |  | 1092
211 | Weather proof paint | Ltr. |  |  |  |  | 13-482
212 | Weather proof primer | Kg.
213 | White cement | M.T. | 26400 |  | 26400 |  | 5-202
214 | White lime | Kg. | 35 |  | 35 |  | 13-496
215 | Wood Gamhair | Cum. | 69431.04 |  | 69431.04 |  | 8-318
216 | Wood Local | Cum. | 102100.32 |  | 102100.32 |  | 8-317
217 | Wood preservative paint | Ltr. | 485 |  | 485 |  | 13-503
218 | Wood Sal | Cum. | 211680 |  | 211680 |  | 8-315
219 | Wood Sisham | rmtr. | 126619.92 |  | 126619.92 |  | 8-316
220 | Wooden listies ½" | Rmtr. | 13 |  | 13 | 1 inch | 10-402
221 | Wooden listies ¾" | Rmtr. | 13 |  | 13 | 1.5 inch
222 | Wooden listies 1" | Rmtr. | 13 |  | 13 | 2 inch
223 | Wooden listies 1½" | Rmtr. | 13 |  | 13 | 3 inch
224 | white putting | Kg. | 60 |  | 60 |  | 5-204
225 | 25 mm thick roofing tile butta plaster in cement sand (1:4) work | Sqm. |  |  | 0
226 | Dewatering from trenches used 5hp motor | Hr | 441 |  | 441 |  | 25-995

## Rate Analysis
A - SITE PREPARATION WORK
1.01 | A1 (1-1A) | Cutting of tree, branch & log etc. (12-30 cm. girth above 1.00 mtr. From G.L.) with lead upto 15 mtr. |  |  | Nos. | 113.1 | 130.06
| Resources | Level/Type | Quantity | Unit | Rate | Amount | Remarks
| Labour | Unskilled | 0.13 | Nos. | 870 | 113.1
| Rate analysis for : 1.00 No. |  | Total |  |  | 113.1
|  |  | 15 % Contractor overhead |  |  | 16.96
|  |  | Grand Total |  |  | 130.06
1.02 | A1 (1-1B) | Cutting of tree, branch & log etc. (31-60 cm. girth above 1.00 mtr. From G.L.) with lead upto 15 mtr. |  |  | Nos. | 339.3 | 390.19
| Resources | Level/Type | Quantity | Unit | Rate | Amount | Remarks
| Labour | Unskilled | 0.39 | Nos. | 870 | 339.3
| Rate analysis for : 1.00 No. |  | Total |  |  | 339.3
|  |  | 15 % Contractor overhead |  |  | 50.89
|  |  | Grand Total |  |  | 390.19
1.03 | A1 (1-1C) | Cutting of tree, branch & log etc. (61-120 cm. girth above 1.00 mtr. From G.L.) with lead upto 15 mtr. |  |  | Nos. | 852.6 | 980.49
| Resources | Level/Type | Quantity | Unit | Rate | Amount | Remarks
| Labour | Unskilled | 0.98 | Nos. | 870 | 852.6
| Rate analysis for : 1.00 No. |  | Total |  |  | 852.6
|  |  | 15 % Contractor overhead |  |  | 127.89
|  |  | Grand Total |  |  | 980.49
1.04 | A2 (1-2A) | Removing of tree root (12-30 cm. girth above 1.00 mtr. From G.L.) with lead upto 15 mtr. |  |  | Nos. | 348 | 400.2
| Resources | Level/Type | Quantity | Unit | Rate | Amount | Remarks
| Labour | Unskilled | 0.4 | Nos. | 870 | 348
| Rate analysis for : 1.00 No. |  | Total |  |  | 348
|  |  | 15 % Contractor overhead |  |  | 52.2
|  |  | Grand Total |  |  | 400.2
1.05 | A2 (1-2B) | Removing of tree root (31-60 cm. girth above 1.00 mtr. From G.L.) with lead upto 15 mtr. |  |  | Nos. | 376.3 | 432.74
| Resources | Level/Type | Quantity | Unit | Rate | Amount | Remarks
| Labour | Unskilled | 0.53 | Nos. | 710 | 376.3
| Rate analysis for : 1.00 No. |  | Total |  |  | 376.3
|  |  | 15 % Contractor overhead |  |  | 56.44
|  |  | Grand Total |  |  | 432.74
1.06 | A2 (1-2C) | Removing of tree root (61-120 cm. girth above 1.00 mtr. From G.L.) with lead upto 15 mtr. |  |  | Nos. | 2192.4 | 2521.26
| Resources | Level/Type | Quantity | Unit | Rate | Amount | Remarks
| Labour | Unskilled | 2.52 | Nos. | 870 | 2192.4
| Rate analysis for : 1.00 No. |  | Total |  |  | 2192.4
|  |  | 15 % Contractor overhead |  |  | 328.86
|  |  | Grand Total |  |  | 2521.26
1.07 | A3 | Cutting of grass, taking of root & cutting of raised soil & site leveling with all complete |  |  | Sqm. | 20.01 | 23.01
| Resources | Level/Type | Quantity | Unit | Rate | Amount | Remarks
| Labour | Unskilled | 0.23 | Nos. | 870 | 200.1
| Rate analysis for : 10.00 Sqm. |  | Total |  |  | 200.1
|  |  | 15 % Contractor overhead |  |  | 30.01
|  |  | Grand Total |  |  | 230.11
1.08 | A4 | Site Clearence cutting& removing the herbs, levelling the surface ETC before the construction work as per instruction & specification complete work |  |  | sqm. | 8.7 | 10
| Resources | Level/Type | Quantity | Unit | Rate | Amount | Remarks
| Labour | Unskilled | 0.01 | Nos. | 870 | 8.7
| Rate analysis for : 1.00 Sqm. |  | Total |  |  | 8.7
|  |  | 15 % Contractor overhead |  |  | 1.3
|  |  | Grand Total |  |  | 10
1.09 | A7 | Soil test, digging bor hole,sample collection & testing all complete. |  |  | Nos. | 44270 | 50910.5
| Resources | Level/Type | Quantity | Unit | Rate | Amount | Remarks
| Labour | Skilled | 1 | Nos. | 1200 | 1200
|  | Unskilled | 2 | Nos. | 870 | 1740
|  | Engineer | 4 | Nos. | 0 | 0
|  | Helper | 1 | Nos. | 0 | 0
|  | Collection bag | 15 | Nos. | 22 | 330
|  | Lab equipment:-(Sieve Analyusis, Hydrometer Analysis, Atterberg's Limit, Specific Gravity, Natural Moisture Content, Direct Shear Test, Unconfined Compression Test, Conlolidation Test, Conducting SPT at 1.5m interval using auto trip hammer syster including collection of samples, sealing etc, Retrieving undisturbed samples for consolidation and shear strength tests for per BH. | 1 | L.S | 20000 | 20000 | L.S.
|  | Assistant lab equipment with agar ( ls 2000.00 per hr.) | 8 | Hour | 2000 | 16000
|  | Report, writing & submission | 1 | Nos. | 5000 | 5000
| Rate analysis for : 1.00 Nos. |  | Total |  |  | 44270
|  |  | 15 % Contractor overhead |  |  | 6640.5
|  |  | Grand Total |  |  | 50910.5
B - EARTH & SAND WORK
2.01 | B1 (2-1) | Earthwork in excavation in medium type soils in foundation including 10m hauling distance and 1.5 m. lift manually all complete in approval of site engineer. |  |  | Cum. | 627.27 | 721.36
| Resources | Level/Type | Quantity | Unit | Rate | Amount | Remarks
| Labour | Unskilled | 0.7 | Nos. | 870 | 609
| Materials | T & P | 3 % of labour |  |  | 18.27
| Rate analysis for : 1.00 Cum. |  | Total |  |  | 627.27
|  |  | 15 % Contractor overhead |  |  | 94.09
|  |  | Grand Total |  |  | 721.36
2.02 | B1 (2-2) | Earthwork in excavation in gravel type soils in foundation including 10m hauling distance and 1.5 m. lift manually all complete in approval of site engineer. |  |  | Cum. | 716.88 | 824.41
| Resources | Level/Type | Quantity | Unit | Rate | Amount | Remarks
| Labour | Unskilled | 0.8 | Nos. | 870 | 696
| Materials | T & P | 3 % of labour |  |  | 20.88
| Rate analysis for : 1.00 Cum. |  | Total |  |  | 716.88
|  |  | 15 % Contractor overhead |  |  | 107.53
|  |  | Grand Total |  |  | 824.41
2.03 | B2 (2-25A) | Earth filling work in every 15-15 cm. layer with watering & lead upto 1o.00 mtr. & proper manual compaction. |  |  | Cum. | 435 | 500.25
| Resources | Level/Type | Quantity | Unit | Rate | Amount | Remarks
| Labour | Unskilled | 0.5 | Nos. | 870 | 435
| Rate analysis for : 1.00 Cum. |  | Total |  |  | 435
|  |  | 15 % Contractor overhead |  |  | 65.25
|  |  | Grand Total |  |  | 500.25
2.04 | B2 (2-25A) | Earth filling (Earth transported from 5 Km. surrounding) work in every 15-15 cm. layer with watering & proper manual compaction. |  |  | Cum. | 1035 | 1190.25
| Resources | Level/Type | Quantity | Unit | Rate | Amount | Remarks
| Labour | Unskilled | 0.5 | Nos. | 870 | 435 |  |  | 435
| Materials | Mud | 1.5 | Cum. | 400 | 600 |  | 350 | 525
|  | Water | 5 | Ltr. | 0 | 0 |  |  | 0
| Rate analysis for : 1.00 Cum. |  | Total |  |  | 1035
|  |  | 15 % Contractor overhead |  |  | 155.25
|  |  | Grand Total |  |  | 1190.25
2.05 | B2 (2-25B) | Earth filling work in every 15-15 cm. layer without watering & proper manual compaction. |  |  | Cum. | 217.5 | 250.12
| Resources | Level/Type | Quantity | Unit | Rate | Amount | Remarks
| Labour | Unskilled | 0.25 | Nos. | 870 | 217.5
| Rate analysis for : 1.00 Cum. |  | Total |  |  | 217.5
|  |  | 15 % Contractor overhead |  |  | 32.62
|  |  | Grand Total |  |  | 250.12
2.06 | B2 (2-25B) | Earth filling (Earth transported from 5 Km. surrounding) work in every 15-15 cm. layer without watering & proper manual compaction. |  |  | Cum. | 737.5 | 848.12
| Resources | Level/Type | Quantity | Unit | Rate | Amount | Remarks
| Labour | Unskilled | 0.25 | Nos. | 870 | 217.5
| Materials | Mud | 1.3 | Cum. | 400 | 520
| Rate analysis for : 1.00 Cum. |  | Total |  |  | 737.5
|  |  | 15 % Contractor overhead |  |  | 110.62
|  |  | Grand Total |  |  | 848.12
2.07 | B3 (2-42A) | Sand filling work with watering & proper manual compaction. |  |  | Cum. | 3029 | 3483.35
| Resources | Level/Type | Quantity | Unit | Rate | Amount | Remarks
| Labour | Unskilled | 0.7 | Nos. | 870 | 609
| Materials | Sand local | 1.1 | Cum. | 2200 | 2420 | with tax
|  | Water | 5 | Cum. | 0 | 0
| Rate analysis for : 1.00 Cum. |  | Total |  |  | 3029
|  |  | 15 % Contractor overhead |  |  | 454.35
|  |  | Grand Total |  |  | 3483.35
2.08 | B3 (2-42B) | Gravel Sand mixed (agg-50% + sand 50%) filling work with proper manual compaction. |  |  | Cum. | 2225.5 | 2559.32
| Resources | Level/Type | Quantity | Unit | Rate | Amount | Remarks
| Labour | Unskilled | 0.75 | Nos. | 870 | 652.5
| Materials | Gravel (sand mixed) | 1.1 | Cum. | 1430 | 1573
| Rate analysis for : 1.00 Cum. |  | Total |  |  | 2225.5
|  |  | 15 % Contractor overhead |  |  | 333.82
|  |  | Grand Total |  |  | 2559.32
2.09 | B4(2-34) | Pumping of water from foundation or trench |  |  | Hrs | 220.5 | 253.57
| Resources | Level/Type | Quantity | Unit | Rate | Amount | Remarks
| Materials | Water Pump with all lubricant | 0.5 | Hour | 441 | 220.5
| Rate analysis for : Per Hrs |  | Total |  |  | 220.5
|  |  | 15 % Contractor overhead |  |  | 33.07
|  |  | Grand Total |  |  | 253.57
2.09 | B4 (2-34) | Pumping of water from foundation or trench |  |  | Hrs | 50.714 | 50.714
| Resources | Level/Type | Quantity | Unit | Rate | Amount | Remarks
| Materials | Water pump | 0.5 | Hour | 441 | 220.5
| Rate analysis for : 5000.00 Ltr. |  | Total |  |  | 220.5
|  |  | 15 % Contractor overhead |  |  | 33.07
|  |  | Grand Total |  |  | 253.57
2.11 | B5 | Compaction of filled earth by 8-10 M.T. roller in 20/20 cm layer |  |  | Cum. | 26.18 | 30.11
| Resources | Level/Type | Quantity | Unit | Rate | Amount | Remarks
| Equipment | Road roller 8-10 M.T. with fuel | 1.67 | Hour | 1568 | 2618.56
| Rate analysis for : 100.00 Cum. |  | Total |  |  | 2618.56
|  |  | 15 % Contractor overhead |  |  | 392.78
|  |  | Grand Total |  |  | 3011.34
2.12 | B5 | Compaction of filled earth by 1.00 M.T. Hand roller in 20/20 cm layer |  |  | Cum. | 5.01 | 5.76
| Resources | Level/Type | Quantity | Unit | Rate | Amount | Remarks
| Labour | Unskilled | 53 | Nos | 870 | 46110
| Equipment | Road hand roller 1.00 M.T. with fuel | 1.67 | Hour | 300 | 501
| Rate analysis for : 100.00 Cum. |  | Total |  |  | 501
|  |  | 15 % Contractor overhead |  |  | 75.15
|  |  | Grand Total |  |  | 576.15
2.13 | B7 | Earth work excavation in foundation in SOFT SOIL(USED 0.80 CUM. CAPACITY Hydraulic EXCAVATOR) |  |  | Cum. | 41.65 | 47.89
| Resources | Level/Type | Quantity | Unit | Rate | Amount | Remarks
| Materials | Diesel | 0.1248 | Ltr. | 0 | 0
| Equipment | Hydraulic Excavator 0.80 Cum. | 0.0104 | Hour | 4005 | 41.65
| Rate analysis for : 1.00 Cum. |  | Total |  |  | 41.65
|  |  | 15 % Contractor overhead |  |  | 6.24
|  |  | Grand Total |  |  | 47.89
2.14 | B7 | Earth work excavation in foundation in HARD SOIL USED 0.80 CUM. CAPACITY Hydraulic EXCAVATOR) |  |  | Cum. | 50.06 | 57.56
| Resources | Level/Type | Quantity | Unit | Rate | Amount | Remarks
| Materials | Diesel | 0.15 | Ltr. | 0 | 0
| Equipment | Hydraulic Excavator 0.80 Cum. | 0.0125 | Hour | 4005 | 50.06
| Rate analysis for : 1.00 Cum. |  | Total |  |  | 50.06
|  |  | 15 % Contractor overhead |  |  | 7.5
|  |  | Grand Total |  |  | 57.56
2.15 | B7 | Earth work excavation in foundation in HARD SOIL Used 0.80 Cum capecity Hydraulic excavator |  |  | Cum. | 50.06 | 57.56
| Resources | Level/Type | Quantity | Unit | Rate | Amount | Remarks
| Materials | Diesel | 0.15 | Ltr. | 0 | 0
| Equipment | Hydraulic Excavator 0.80 Cum. | 0.0125 | Hour | 4005 | 50.06
| Rate analysis for : 1.00 Cum. |  | Total |  |  | 50.06
|  |  | 15 % Contractor overhead |  |  | 7.5
|  |  | Grand Total |  |  | 57.56
2.16 | B7 | Earth work excavation in foundation in SOFT SOILUsed 1.32Cum capecity Hydraulic excavator |  |  | Cum. | 27.63 | 31.77
| Resources | Level/Type | Quantity | Unit | Rate | Amount | Remarks
| Materials | Diesel | 0.138 | Ltr. | 0 | 0
|  | Hydraulic Excavator 1.32 Cum. | 0.0069 | Hour | 4005 | 27.63
| Rate analysis for : 1.00 Cum. |  | Total |  |  | 27.63
|  |  | 15 % Contractor overhead |  |  | 4.14
|  |  | Grand Total |  |  | 31.77
2.17 | B7 | Earth work excavation in foundation in HARD SOIL Used 1.32Cum capecity Hydraulic excavator |  |  | Cum. | 33.64 | 38.68
| Resources | Level/Type | Quantity | Unit | Rate | Amount | Remarks
| Materials | Diesel | 0.168 | Ltr. | 0 | 0
|  | Hydraulic Excavator 1.32 Cum. | 0.0084 | Hour | 4005 | 33.64
| Rate analysis for : 1.00 Cum. |  | Total |  |  | 33.64
|  |  | 15 % Contractor overhead |  |  | 5.04
|  |  | Grand Total |  |  | 38.68
C - MASONRY WORK
3.01 | C2(5-1-B1 & 5-2A) | First class chimney brick masonry work in (1:3) cement sand mortar in G. F. |  |  | Cum. | 13587.22 | 15625.3
| Resources | Level/Type | Quantity | Unit | Rate | Amount | Remarks
| Labour | Skilled | 1.5 | Nos. | 1200 | 1800
|  | Unskilled | 2.2 | Nos. | 870 | 1914
|  | Unskilled ( for Scaffolding ) | 0.2 | Nos. | 870 | 174
| Materials | Brick chimney | 560 | Nos. | 13 | 7280
|  | Cement | 0.13 | M.T. | 14000 | 1820
|  | Sand | 0.27 | Cum. | 2200 | 594
|  | Water | 150 | Ltr. | 0 | 0
|  | Scaffolding material | 3 % of Scaffolding labour |  |  | 5.22
| Rate analysis for : 1.00 Cum. |  | Total |  |  | 13587.22
|  |  | 15 % Contractor overhead |  |  | 2038.08
|  |  | Grand Total |  |  | 15625.3
3.02 | C2(5-1-B1 & 5-2B) | First class chimney brick masonry work in (1:3) cement sand mortar in F. F. |  |  | Cum. | 14035.27 | 16140.56
| Resources | Level/Type | Quantity | Unit | Rate | Amount | Remarks
| Labour | Skilled | 1.5 | Nos. | 1200 | 1800
|  | Unskilled | 2.2 | Nos. | 870 | 1914
|  | Unskilled | 0.7 | Nos. | 870 | 609
| Materials | Brick chimney | 560 | Nos. | 13 | 7280
|  | Cement | 0.13 | M.T. | 14000 | 1820
|  | Sand | 0.27 | Cum. | 2200 | 594
|  | Water | 150 | Ltr. | 0 | 0
|  | Scaffolding material | 3 % of Scaffolding labour |  |  | 18.27
| Rate analysis for : 1.00 Cum. |  | Total |  |  | 14035.27
|  |  | 15 % Contractor overhead |  |  | 2105.29
|  |  | Grand Total |  |  | 16140.56
3.03 | C2(5-1-B1 & 5-2B) | First class chimney brick masonry work in (1:3) cement sand mortar in S. F. |  |  | Cum. | 14662.54 | 16861.92
| Resources | Level/Type | Quantity | Unit | Rate | Amount | Remarks
| Labour | Skilled | 1.5 | Nos. | 1200 | 1800
|  | Unskilled | 2.2 | Nos. | 870 | 1914
|  | Unskilled | 1.4 | Nos. | 870 | 1218
| Materials | Brick chimney | 560 | Nos. | 13 | 7280
|  | Cement | 0.13 | M.T. | 14000 | 1820
|  | Sand crusher | 0.27 | Cum. | 2200 | 594
|  | Water | 150 | Ltr. | 0 | 0
|  | Scaffolding material | 3 % of Scaffolding labour |  |  | 36.54
| Rate analysis for : 1.00 Cum. |  | Total |  |  | 14662.54
|  |  | 15 % Contractor overhead |  |  | 2199.38
|  |  | Grand Total |  |  | 16861.92
3.04 | C2( 5-1-B2 & 5-2A) | First class chimney brick masonry work in (1:4) cement sand mortar in G. F. |  |  | Cum. | 13189.22 | 15167.6
| Resources | Level/Type | Quantity | Unit | Rate | Amount | Remarks
| Labour | Skilled | 1.5 | Nos. | 1200 | 1800
|  | Unskilled | 2.2 | Nos. | 870 | 1914
|  | Unskilled ( for Scaffolding ) | 0.2 | Nos. | 870 | 174
| Materials | Brick chimney | 560 | Nos. | 13 | 7280
|  | Cement | 0.1 | M.T. | 14000 | 1400
|  | Sand crusher | 0.28 | Cum. | 2200 | 616
|  | Water | 130 | Ltr. | 0 | 0
|  | Scaffolding material | 3 % of Scaffolding labour |  |  | 5.22
| Rate analysis for : 1.00 Cum. |  | Total |  |  | 13189.22
|  |  | 15 % Contractor overhead |  |  | 1978.38
|  |  | Grand Total |  |  | 15167.6
3.05 | C25-1-B2 & 5-2B) | First class chimney brick masonry work in (1:4) cement sand mortar in F. F. |  |  | Cum. | 13637.27 | 15682.86
| Resources | Level/Type | Quantity | Unit | Rate | Amount | Remarks
| Labour | Skilled | 1.5 | Nos. | 1200 | 1800
|  | Unskilled | 2.2 | Nos. | 870 | 1914
|  | Unskilled | 0.7 | Nos. | 870 | 609
| Materials | Brick chimney | 560 | Nos. | 13 | 7280
|  | Cement | 0.1 | M.T. | 14000 | 1400
|  | Sand crusher | 0.28 | Cum. | 2200 | 616
|  | Water | 130 | Ltr. | 0 | 0
|  | Scaffolding material | 3 % of Scaffolding labour |  |  | 18.27
| Rate analysis for : 1.00 Cum. |  | Total |  |  | 13637.27
|  |  | 15 % Contractor overhead |  |  | 2045.59
|  |  | Grand Total |  |  | 15682.86
3.06 | C2(5-1-B2 & 5-2B) | First class chimney brick masonry work in (1:4) cement sand mortar in S. F. |  |  | Cum. | 14264.54 | 16404.22
| Resources | Level/Type | Quantity | Unit | Rate | Amount | Remarks
| Labour | Skilled | 1.5 | Nos. | 1200 | 1800
|  | Unskilled | 2.2 | Nos. | 870 | 1914
|  | Unskilled | 1.4 | Nos. | 870 | 1218
| Materials | Brick chimney | 560 | Nos. | 13 | 7280
|  | Cement | 0.1 | M.T. | 14000 | 1400
|  | Sand crusher | 0.28 | Cum. | 2200 | 616
|  | Water | 130 | Ltr. | 0 | 0
|  | Scaffolding material | 3 % of Scaffolding labour |  |  | 36.54
| Rate analysis for : 1.00 Cum. |  | Total |  |  | 14264.54
|  |  | 15 % Contractor overhead |  |  | 2139.68
|  |  | Grand Total |  |  | 16404.22
3.07 | C2(5-1-B3 & 5-2A) | First class chimney brick masonry work in (1:6) cement sand mortar in G. F. |  |  | Cum. | 12813.22 | 14735.2
| Resources | Level/Type | Quantity | Unit | Rate | Amount | Remarks
| Labour | Skilled | 1.5 | Nos. | 1200 | 1800
|  | Unskilled | 2.2 | Nos. | 870 | 1914
|  | Unskilled ( for Scaffolding ) | 0.2 | Nos. | 870 | 174
| Materials | Brick chimney | 560 | Nos. | 13 | 7280
|  | Cement | 0.07 | M.T. | 14000 | 980
|  | Sand crusher | 0.3 | Cum. | 2200 | 660
|  | Water | 100 | Ltr. | 0 | 0
|  |  | 3 % of Scaffolding labour |  |  | 5.22
| Rate analysis for : 1.00 Cum. |  | Total |  |  | 12813.22
|  |  | 15 % Contractor overhead |  |  | 1921.98
|  |  | Grand Total |  |  | 14735.2
3.08 | C2(5-1-B3 & 5-2B) | First class chimney brick masonry work in (1:6) cement sand mortar in F. F. |  |  | Cum. | 13261.27 | 15250.46
| Resources | Level/Type | Quantity | Unit | Rate | Amount | Remarks
| Labour | Skilled | 1.5 | Nos. | 1200 | 1800
|  | Unskilled | 2.2 | Nos. | 870 | 1914
|  | Unskilled | 0.7 | Nos. | 870 | 609
| Materials | Brick chimney | 560 | Nos. | 13 | 7280
|  | Cement | 0.07 | M.T. | 14000 | 980
|  | Sand crusher | 0.3 | Cum. | 2200 | 660
|  | Water | 100 | Ltr. | 0 | 0
|  | Scaffolding material | 3 % of Scaffolding labour |  |  | 18.27
| Rate analysis for : 1.00 Cum. |  | Total |  |  | 13261.27
|  |  | 15 % Contractor overhead |  |  | 1989.19
|  |  | Grand Total |  |  | 15250.46
3.09 | C2( 5-1-B3 & 5-2B) | First class chimney brick masonry work in (1:6) cement sand mortar in S F. |  |  | Cum. | 13888.54 | 15971.82
| Resources | Level/Type | Quantity | Unit | Rate | Amount | Remarks
| Labour | Skilled | 1.5 | Nos. | 1200 | 1800
|  | Unskilled | 2.2 | Nos. | 870 | 1914
|  | Unskilled | 1.4 | Nos. | 870 | 1218
| Materials | Brick chimney | 560 | Nos. | 13 | 7280
|  | Cement | 0.07 | M.T. | 14000 | 980
|  | Sand crusher | 0.3 | Cum. | 2200 | 660
|  | Water | 100 | Ltr. | 0 | 0
|  | Scaffolding material | 3 % of Scaffolding labour |  |  | 36.54
| Rate analysis for : 1.00 Cum. |  | Total |  |  | 13888.54
|  |  | 15 % Contractor overhead |  |  | 2083.28
|  |  | Grand Total |  |  | 15971.82
3.1 | C2(5-1-B6 & 5-2A) | First class chimney brick masonry work in mud mortar in G. F. |  |  | Cum. | 10306.22 | 11852.15
| Resources | Level/Type | Quantity | Unit | Rate | Amount | Remarks
| Labour | Skilled | 1 | Nos. | 1200 | 1200
|  | Unskilled | 1.7 | Nos. | 870 | 1479
|  | Unskilled | 0.2 | Nos. | 870 | 174
| Materials | Brick chimney | 560 | Nos. | 13 | 7280
|  | Mud | 0.42 | Cum. | 400 | 168
|  | Water | 100 | Ltr. | 0 | 0
|  | Scaffolding material | 3 % of Scaffolding labour |  |  | 5.22
| Rate analysis for : 1.00 Cum. |  | Total |  |  | 10306.22
|  |  | 15 % Contractor overhead |  |  | 1545.93
|  |  | Grand Total |  |  | 11852.15
3.11 | C2( 5-1-B6 & 5-2B) | First class chimney brick masonry work in mud mortar in F. F. |  |  | Cum. | 10754.27 | 12367.41
| Resources | Level/Type | Quantity | Unit | Rate | Amount | Remarks
| Labour | Skilled | 1 | Nos. | 1200 | 1200
|  | Unskilled | 1.7 | Nos. | 870 | 1479
|  | Unskilled | 0.7 | Nos. | 870 | 609
| Materials | Brick chimney | 560 | Nos. | 13 | 7280
|  | Mud | 0.42 | Cum. | 400 | 168
|  | Water | 100 | Ltr. | 0 | 0
|  | Scaffolding material | 3 % of Scaffolding labour |  |  | 18.27
| Rate analysis for : 1.00 Cum. |  | Total |  |  | 10754.27
|  |  | 15 % Contractor overhead |  |  | 1613.14
|  |  | Grand Total |  |  | 12367.41
3.12 | C2(5-1-B6 & 5-2B) | First class chimney brick masonry work in mud mortar in S. F. |  |  | Cum. | 11381.54 | 13088.77
| Resources | Level/Type | Quantity | Unit | Rate | Amount | Remarks
| Labour | Skilled | 1 | Nos. | 1200 | 1200
|  | Unskilled | 1.7 | Nos. | 870 | 1479
|  | Unskilled | 1.4 | Nos. | 870 | 1218
| Materials | Brick chimney | 560 | Nos. | 13 | 7280
|  | Mud | 0.42 | Cum. | 400 | 168
|  | Water | 100 | Ltr. | 0 | 0
|  | Scaffolding material | 3 % of Scaffolding labour |  |  | 36.54
| Rate analysis for : 1.00 Cum. |  | Total |  |  | 11381.54
|  |  | 15 % Contractor overhead |  |  | 1707.23
|  |  | Grand Total |  |  | 13088.77
3.13 | C6( 6-1-1A) | R.R. stone masonry work in cement sand (1:3) mortar |  |  | Cum. | 11881 | 13663.15
| Resources | Level/Type | Quantity | Unit | Rate | Amount | Remarks
| Labour | Skilled | 1.5 | Nos. | 1200 | 1800
|  | Unskilled | 5 | Nos. | 870 | 4350
| Materials | Cement | 0.194 | M.T. | 14000 | 2716
|  | Sand crusher | 0.42 | Cum. | 2200 | 924
|  | Stone block | 1 | Cum. | 1910 | 1910
|  | Stone bond | 0.1 | Cum. | 1810 | 181
|  | Water | 120 | Ltr. | 0 | 0
| Rate analysis for : 1.00 Cum. |  | Total |  |  | 11881
|  |  | 15 % Contractor overhead |  |  | 1782.15
|  |  | Grand Total |  |  | 13663.15
3.14 | C6( 6-1-1B) | R.R. stone masonry work in cement sand (1:4) mortar |  |  | Cum. | 11457 | 13175.55
| Resources | Level/Type | Quantity | Unit | Rate | Amount | Remarks
| Labour | Skilled | 1.5 | Nos. | 1200 | 1800
|  | Unskilled | 5 | Nos. | 870 | 4350
| Materials | Cement | 0.159 | M.T. | 14000 | 2226
|  | Sand crusher | 0.45 | Cum. | 2200 | 990
|  | Stone block | 1 | Cum. | 1910 | 1910
|  | Stone bond | 0.1 | Cum. | 1810 | 181
|  | Water | 100 | Ltr. | 0 | 0
| Rate analysis for : 1.00 Cum. |  | Total |  |  | 11457
|  |  | 15 % Contractor overhead |  |  | 1718.55
|  |  | Grand Total |  |  | 13175.55
3.15 | C6( 6-1-1C) | R.R. stone masonry work in cement sand (1:6) mortar |  |  | Cum. | 10759 | 12372.85
| Resources | Level/Type | Quantity | Unit | Rate | Amount | Remarks
| Labour | Skilled | 1.5 | Nos. | 1200 | 1800
|  | Unskilled | 5 | Nos. | 870 | 4350
| Materials | Cement | 0.106 | M.T. | 14000 | 1484
|  | Sand crusher | 0.47 | Cum. | 2200 | 1034
|  | Stone block | 1 | Cum. | 1910 | 1910
|  | Stone bond | 0.1 | Cum. | 1810 | 181
|  | Water | 70 | Ltr. | 0 | 0
| Rate analysis for : 1.00 Cum. |  | Total |  |  | 10759
|  |  | 15 % Contractor overhead |  |  | 1613.85
|  |  | Grand Total |  |  | 12372.85
3.14a | C9( 6-3-5) | Aslar (Crused stone) stone masonry work in cement sand (1:6) mortar |  |  | Cum. | 0 | 0
| Resources | Level/Type | Quantity | Unit | Rate | Amount | Remarks
| Labour | Skilled | 15 | Nos. | 1200 | 18000
|  | Unskilled | 30 | Nos. | 870 | 26100
| Materials | Cement | 0.4 | M.T. | 14000 | 5600
|  | Sand crusher | 4.2 | Cum. | 2200 | 9240
|  | Stone block | 11 | Cum. | 1910 | 21010
|  | Water | 900 | Ltr. | 0 | 0
| Rate analysis for : 10.00 Cum. |  | Total
|  |  | 15 % Contractor overhead |  |  | 0
|  |  | Grand Total |  |  | 0
3.15a | C6( 6-1-1C) | R.R. stone masonry work in cement sand (1:6) mortar |  |  | Cum. | 10659 | 12257.85
| Resources | Level/Type | Quantity | Unit | Rate | Amount | Remarks
| Labour | Skilled | 1.5 | Nos. | 1200 | 1800
|  | Unskilled | 5 | Nos. | 870 | 4350
| Materials | Cement | 0.106 | M.T. | 14000 | 1484
|  | Sand crusher | 0.47 | Cum. | 2200 | 1034
|  | Stone bond | 1.1 | Cum. | 1810 | 1991
|  | Water | 70 | Ltr. | 0 | 0
| Rate analysis for : 1.00 Cum. |  | Total |  |  | 10659
|  |  | 15 % Contractor overhead |  |  | 1598.85
|  |  | Grand Total |  |  | 12257.85
3.16 | C6( 6-2-1) | R.R. stone masonry work for dry wall |  |  | Cum. | 5031 | 5785.65
| Resources | Level/Type | Quantity | Unit | Rate | Amount | Remarks
| Labour | Skilled | 1 | Nos. | 1200 | 1200
|  | Unskilled | 2 | Nos. | 870 | 1740
| Materials | Stone block | 1 | Cum. | 1910 | 1910
|  | Stone bond | 0.1 | Cum. | 1810 | 181
| Rate analysis for : 1.00 Cum. |  | Total |  |  | 5031
|  |  | 15 % Contractor overhead |  |  | 754.65
|  |  | Grand Total |  |  | 5785.65
3.17 | C6( 6-2-2) | R.R. stone masonry work in mud mortar |  |  | Cum. | 5416.5 | 6228.97
| Resources | Level/Type | Quantity | Unit | Rate | Amount | Remarks
| Labour | Skilled | 1 | Nos. | 1200 | 1200
|  | Unskilled | 2.25 | Nos. | 870 | 1957.5
| Materials | Stone block | 1 | Cum. | 1910 | 1910
|  | Stone bond | 0.1 | Cum. | 1810 | 181
|  | mud soil | 0.42 | Cum. | 400 | 168
|  | Water | 70 | Ltr. | 0 | 0
| Rate analysis for : 1.00 Cum. |  | Total |  |  | 5416.5
|  |  | 15 % Contractor overhead |  |  | 812.47
|  |  | Grand Total |  |  | 6228.97
3.18 | C10( 6-5) | Stone filling in trench with proper leveling |  |  | Cum. | 3577 | 4113.55
| Resources | Level/Type | Quantity | Unit | Rate | Amount | Remarks
| Labour | Unskilled | 1.5 | Nos. | 870 | 1305
| Materials | Stone block | 1 | Cum. | 1910 | 1910
|  | Stone bond | 0.2 | Cum. | 1810 | 362
| Rate analysis for : 1.00 Cum. |  | Total |  |  | 3577
|  |  | 15 % Contractor overhead |  |  | 536.55
|  |  | Grand Total |  |  | 4113.55
3.19 | C13 | Hollow Concreate Block (150x 150 x300 mm)Masonry Work in 1:4 cemet sand mortar in perfect line level finish including supply of materails, wetting the bricks, racking the joints and curing the work for at least 7 days all complete as per approved drawing, Specification and instruction of site engineer. |  |  |  | 1697.5 | 1952.125
b/ ljZn]if0fsf] nflu ! a==ld= lnOPsf]
| Resources | Level/Type | Quantity | Unit | Rate | Amount | Remarks
| Labour | Skilled | 0.25 | no | 1000 | 250
|  | Unskilled | 0.25 | No | 750 | 187.5
| Materials | 150X150X300 Pd=Pd=sf] xf]nf] Ans | 19 | No | 50 | 950
|  | Cement | 0.014 | m.t | 15000 | 210
|  | Sand | 0.044 | cu.m | 2000 | 88
|  | Water | 12 | ltr | 1 | 12
[5 empty] | Total | 1697.5 | 1697.5
| b/ k¦lt a=dL=sf] |  |  |  | 15 % Contractor overhead |  | 254.625
?= | 1733.62 | k}= |  |  | Grand Total |  | 1952.125
Block Size
15*15*30cm
For 1 sqm=13no
D - CEMENT CONCRETE WORK
4.01 | D1(7-2B) | P.C.C. (1:4:8) work in foundation, wall (River bed) |  |  | Cum. | 9722.7 | 11181.1
| Resources | Level/Type | Quantity | Unit | Rate | Amount | Remarks
| Labour | Skilled | 1 | Nos. | 1200 | 1200
|  | Unskilled | 4 | Nos. | 870 | 3480
| Materials | Cement | 0.17 | M.T. | 14000 | 2380
|  | Aggrigate 40 mm-River bed | 0.65 | Cum. | 1830 | 1189.5
|  | Aggrigate 20 mm-River bed | 0.24 | Cum. | 1830 | 439.2
|  | Sand crusher | 0.47 | Cum. | 2200 | 1034
|  | Water | 100 | Ltr. | 0 | 0
| Rate analysis for : 1.00 Cum. |  | Total |  |  | 9722.7
|  |  | 15 % Contractor overhead |  |  | 1458.4
|  |  | Grand Total |  |  | 11181.1
4.02 | D1(7-2C) | P.C.C. (1:3:6) work in foundation, wall (River bed) |  |  | Cum. | 10422.7 | 11986.1
| Resources | Level/Type | Quantity | Unit | Rate | Amount | Remarks
| Labour | Skilled | 1 | Nos. | 1200 | 1200
|  | Unskilled | 4 | Nos. | 870 | 3480
| Materials | Cement | 0.22 | M.T. | 14000 | 3080
|  | Aggrigate 40 mm-River bed | 0.65 | Cum. | 1830 | 1189.5
|  | Aggrigate 20 mm-River bed | 0.24 | Cum. | 1830 | 439.2
|  | Sand crusher | 0.47 | Cum. | 2200 | 1034
|  | Water | 120 | Ltr. | 0 | 0
| Rate analysis for : 1.00 Cum. |  | Total |  |  | 10422.7
|  |  | 15 % Contractor overhead |  |  | 1563.4
|  |  | Grand Total |  |  | 11986.1
4.02(a) | D1(7-2CC) | P.C.C. (1:3:6) work (Ready Mix Concrete) in foundation, wall (crushed or stone ballast) |  |  | Cum. | 14145 | 16266.75
| Resources | Level/Type | Quantity | Unit | Rate | Amount | Remarks
| Labour | Skilled | 0.5 | Nos. | 1200 | 600
|  | Unskilled | 3.5 | Nos. | 870 | 3045
| Materials | M10 Grade Ready Mix Concrete | 1 | Cum. | 10500 | 10500
| Rate analysis for : 1.00 Cum. |  | Total |  |  | 14145
|  |  | 15 % Contractor overhead |  |  | 2121.75
|  |  | Grand Total |  |  | 16266.75
4.03 | D1(7-2D) | P.C.C. (1:2:4) work in foundation, wall (River bed) |  |  | Cum. | 11703.3 | 13458.79
| Resources | Level/Type | Quantity | Unit | Rate | Amount | Remarks
| Labour | Skilled | 1 | Nos. | 1200 | 1200
|  | Unskilled | 4 | Nos. | 870 | 3480
| Materials | Cement | 0.32 | M.T. | 14000 | 4480
|  | Aggrigate 40 mm-River bed | 0.52 | Cum. | 1830 | 951.6
|  | Aggrigate 20 mm-River bed | 0.22 | Cum. | 1830 | 402.6
|  | Aggrigate 10 mm-River bed | 0.11 | Cum. | 1910 | 210.1
|  | Sand crusher | 0.445 | Cum. | 2200 | 979
|  | Water | 150 | Ltr. | 0 | 0
| Rate analysis for : 1.00 Cum. |  | Total |  |  | 11703.3
|  |  | 15 % Contractor overhead |  |  | 1755.49
|  |  | Grand Total |  |  | 13458.79
4.04 | D2(7-4A) | P.C.C. (1:2:4) for R.C.C. work in slab, beam etc (River bed) |  |  | Cum. | 14073.3 | 16184.29
| Resources | Level/Type | Quantity | Unit | Rate | Amount | Remarks
| Labour | Skilled | 0.8 | Nos. | 1200 | 960
|  | Unskilled | 7 | Nos. | 870 | 6090
| Materials | Cement | 0.32 | M.T. | 14000 | 4480
|  | Aggrigate 40 mm-River bed | 0.52 | Cum. | 1830 | 951.6
|  | Aggrigate 20 mm-River bed | 0.22 | Cum. | 1830 | 402.6
|  | Aggrigate 10 mm-River bed | 0.11 | Cum. | 1910 | 210.1
|  | Sand crusher | 0.445 | Cum. | 2200 | 979
|  | Water | 150 | Ltr. | 0 | 0
| Rate analysis for : 1.00 Cum. |  | Total |  |  | 14073.3
|  |  | 15 % Contractor overhead |  |  | 2110.99
|  |  | Grand Total |  |  | 16184.29
4.05 | D2(7-4B) | P.C.C. (1:1½:3) for R.C.C. work in slab, beam etc (River bed) |  |  | Cum. | 15158.8 | 17432.62
| Resources | Level/Type | Quantity | Unit | Rate | Amount | Remarks
| Labour | Skilled | 0.8 | Nos. | 1200 | 960
|  | Unskilled | 7 | Nos. | 870 | 6090
| Materials | Cement | 0.4 | M.T. | 14000 | 5600
|  | Aggrigate 20 mm-River bed | 0.57 | Cum. | 1830 | 1043.1
|  | Aggrigate 10 mm-River bed | 0.29 | Cum. | 1830 | 530.7
|  | Sand crusher | 0.425 | Cum. | 2200 | 935
|  | Water | 200 | Ltr. | 0 | 0
| Rate analysis for : 1.00 Cum. |  | Total |  |  | 15158.8
|  |  | 15 % Contractor overhead |  |  | 2273.82
|  |  | Grand Total |  |  | 17432.62
4.06 | D2(7-4C) | P.C.C. (1:1:2) for R.C.C. work in slab, beam etc (River bed) |  |  | Cum. | 18080.5 | 20792.57
| Resources | Level/Type | Quantity | Unit | Rate | Amount | Remarks
| Labour | Skilled | 0.8 | Nos. | 1200 | 960
|  | Unskilled | 7 | Nos. | 870 | 6090
| Materials | Cement | 0.61 | M.T. | 14000 | 8540
|  | Aggrigate 20 mm-River bed | 0.64 | Cum. | 1830 | 1171.2
|  | Aggrigate 10 mm-River bed | 0.21 | Cum. | 1830 | 384.3
|  | Sand crusher | 0.425 | Cum. | 2200 | 935
|  | Water | 300 | Ltr. | 0 | 0
| Rate analysis for : 1.00 Cum. |  | Total |  |  | 18080.5
|  |  | 15 % Contractor overhead |  |  | 2712.07
|  |  | Grand Total |  |  | 20792.57
4.07 | D3(A) | P.C.C. (1:3:6) work (USED MACHINE) in foundation, wall (River bed) |  |  | Cum. | 10108.3 | 11624.54
| Resources | Level/Type | Quantity | Unit | Rate | Amount | Remarks
| Labour | Skilled | 0.5 | Nos. | 1200 | 600
|  | Unskilled | 3.5 | Nos. | 870 | 3045
| Materials | Cement | 0.22 | M.T. | 14000 | 3080
|  | Aggrigate 40 mm-River bed | 0.65 | Cum. | 1830 | 1189.5
|  | Aggrigate 20 mm-River bed | 0.24 | Cum. | 1830 | 439.2
|  | Sand crusher | 0.425 | Cum. | 2200 | 935
|  | Water | 100 | Ltr. | 0 | 0
|  | Diesel | 3 | Ltr. | 131.8584 | 395.57
|  | Petrol | 0.1 | Ltr. | 150.885 | 15.08
| Equipment | Mixture Machine (0.20-0.28 Cum.) | 0.6 | Hour | 627 | 376.2
|  | Vibrator | 0.25 | Hour | 131 | 32.75
| Rate analysis for : 1.00 Cum. |  | Total |  |  | 10108.3
|  |  | 15 % Contractor overhead |  |  | 1516.24
|  |  | Grand Total |  |  | 11624.54
4.08 | D3(B) | P.C.C. (1:2:4) work (USED MACHINE) in foundation, wall (River bed) |  |  | Cum. | 11479.1 | 13200.96
| Resources | Level/Type | Quantity | Unit | Rate | Amount | Remarks
| Labour | Skilled | 0.5 | Nos. | 1200 | 600
|  | Unskilled | 3.5 | Nos. | 870 | 3045
| Materials | Cement | 0.32 | M.T. | 14000 | 4480
|  | Aggrigate 40 mm-River bed | 0.52 | Cum. | 1830 | 951.6
|  | Aggrigate 20 mm-River bed | 0.33 | Cum. | 1830 | 603.9
|  | Sand crusher | 0.445 | Cum. | 2200 | 979
|  | Water | 130 | Ltr. | 0 | 0
|  | Diesel | 3 | Ltr. | 131.8584 | 395.57
|  | Petrol | 0.1 | Ltr. | 150.885 | 15.08
| Equipment | Mixture Machine (0.20-0.28 Cum.) | 0.6 | Hour | 627 | 376.2
|  | Vibrator | 0.25 | Hour | 131 | 32.75
| Rate analysis for : 1.00 Cum. |  | Total |  |  | 11479.1
|  |  | 15 % Contractor overhead |  |  | 1721.86
|  |  | Grand Total |  |  | 13200.96
4.09 | D4(A) | P.C.C. (1:1½:3) for R.C.C. work(USED MACHINE) in slab, beam etc (River bed) |  |  | Cum. | 12573.4 | 14459.41
| Resources | Level/Type | Quantity | Unit | Rate | Amount | Remarks
| Labour | Skilled | 0.5 | Nos. | 1200 | 600
|  | Unskilled | 3.5 | Nos. | 870 | 3045
| Materials | Cement | 0.4 | M.T. | 14000 | 5600
|  | Aggrigate 20 mm-River bed | 0.57 | Cum. | 1830 | 1043.1
|  | Aggrigate 10 mm-River bed | 0.29 | Cum. | 1830 | 530.7
|  | Sand crusher | 0.425 | Cum. | 2200 | 935
|  | Water | 200 | Ltr. | 0 | 0
|  | Diesel | 3 | Ltr. | 131.8584 | 395.57
|  | Petrol | 0.1 | Ltr. | 150.885 | 15.08
| Equipment | Mixture Machine (0.20-0.28 Cum.) | 0.6 | Hour | 627 | 376.2
|  | Vibrator | 0.25 | Hour | 131 | 32.75
| Rate analysis for : 1.00 Cum. |  | Total |  |  | 12573.4
|  |  | 15 % Contractor overhead |  |  | 1886.01
|  |  | Grand Total |  |  | 14459.41
4.1 | D4(B) | P.C.C. (1:1:2) for R.C.C. work(USED MACHINE) in slab, beam etc (River bed) |  |  | Cum. | 15495.1 | 17819.36
| Resources | Level/Type | Quantity | Unit | Rate | Amount | Remarks
| Labour | Skilled | 0.5 | Nos. | 1200 | 600
|  | Unskilled | 3.5 | Nos. | 870 | 3045
| Materials | Cement | 0.61 | M.T. | 14000 | 8540
|  | Aggrigate 20 mm-River bed | 0.64 | Cum. | 1830 | 1171.2
|  | Aggrigate 10 mm-River bed | 0.21 | Cum. | 1830 | 384.3
|  | Sand crusher | 0.425 | Cum. | 2200 | 935
|  | Water | 300 | Ltr. | 0 | 0
|  | Diesel | 3 | Ltr. | 131.8584 | 395.57
|  | Petrol | 0.1 | Ltr. | 150.885 | 15.08
| Equipment | Mixture Machine (0.20-0.28 Cum.) | 0.6 | Hour | 627 | 376.2
|  | Vibrator | 0.25 | Hour | 131 | 32.75
| Rate analysis for : 1.00 Cum. |  | Total |  |  | 15495.1
|  |  | 15 % Contractor overhead |  |  | 2324.26
|  |  | Grand Total |  |  | 17819.36
4.11 | D(5) | P.C.C. (1:1:2) for R.C.C. work in slab (River bed) with micro silica & super plasticiser |  |  | Cum. | 15280.75 | 17572.86
| Resources | Level/Type | Quantity | Unit | Rate | Amount | Remarks
| Labour | Skilled | 0.5 | Nos. | 1200 | 600
|  | Unskilled | 3.5 | Nos. | 870 | 3045
| Materials | Cement | 0.6 | M.T. | 14000 | 8400
|  | Aggrigate 20 mm-River bed | 0.825 | Cum. | 1830 | 1509.75
|  | Sand crusher | 0.412 | Cum. | 2200 | 906.4
|  | Super plasticiser | 12 | Ltr. | 0 | 0
|  | Micro silica for high performance concrete | 40 | Kg. | 0 | 0
|  | Water | 150 | Ltr. | 0 | 0
|  | Diesel | 3 | Ltr. | 131.8584 | 395.57
|  | Petrol | 0.1 | Ltr. | 150.885 | 15.08
|  | Mixture Machine (0.20-0.28 Cum.) | 0.6 | Hour | 627 | 376.2
|  | Vibrator | 0.25 | Hour | 131 | 32.75
| Rate analysis for : 1.00 Cum. |  | Total |  |  | 15280.75
|  |  | 15 % Contractor overhead |  |  | 2292.11
|  |  | Grand Total |  |  | 17572.86
4.12 | D1(7-2B) | P.C.C. (1:4:8) work in foundation, wall (crushed or stone ballast) |  |  | Cum. | 10064.95 | 11574.69
| Resources | Level/Type | Quantity | Unit | Rate | Amount | Remarks
| Labour | Skilled | 1 | Nos. | 1200 | 1200
|  | Unskilled | 4 | Nos. | 870 | 3480
| Materials | Cement | 0.17 | M.T. | 14000 | 2380
|  | Aggrigate 40 mm-crushed/ballast stone | 0.65 | Cum. | 2135 | 1387.75
|  | Aggrigate 20 mm-crushed/ballast stone | 0.24 | Cum. | 2430 | 583.2
|  | Sand Crusher | 0.47 | Cum. | 2200 | 1034
|  | Water | 100 | Ltr. | 0 | 0
| Rate analysis for : 1.00 Cum. |  | Total |  |  | 10064.95
|  |  | 15 % Contractor overhead |  |  | 1509.74
|  |  | Grand Total |  |  | 11574.69
4.13 | D1(7-2C) | P.C.C. (1:3:6) work in foundation, wall (crushed or stone ballast) |  |  | Cum. | 10764.95 | 12379.69
| Resources | Level/Type | Quantity | Unit | Rate | Amount | Remarks
| Labour | Skilled | 1 | Nos. | 1200 | 1200
|  | Unskilled | 4 | Nos. | 870 | 3480
| Materials | Cement | 0.22 | M.T. | 14000 | 3080
|  | Aggrigate 40 mm-crushed/ballast stone | 0.65 | Cum. | 2135 | 1387.75
|  | Aggrigate 20 mm-crushed/ballast stone | 0.24 | Cum. | 2430 | 583.2
|  | Sand Crusher | 0.47 | Cum. | 2200 | 1034
|  | Water | 120 | Ltr. | 0 | 0
| Rate analysis for : 1.00 Cum. |  | Total |  |  | 10764.95
|  |  | 15 % Contractor overhead |  |  | 1614.74
|  |  | Grand Total |  |  | 12379.69
4.13(A) | D3(B) | P.C.C. (1:3:6) work (Ready Mix Concrete) in foundation, wall (crushed or stone ballast) |  |  | Cum. | 14177.75 | 16304.41
| Resources | Level/Type | Quantity | Unit | Rate | Amount | Remarks
| Labour | Skilled | 0.5 | Nos. | 1200 | 600
|  | Unskilled | 3.5 | Nos. | 870 | 3045
| Materials | M10 Grade Ready Mix Concrete | 1 | Cum. | 10500 | 10500
| Equipment | Vibrator | 0.25 | Hour | 131 | 32.75
| Rate analysis for : 1.00 Cum. |  | Total |  |  | 14177.75
|  |  | 15 % Contractor overhead |  |  | 2126.66
|  |  | Grand Total |  |  | 16304.41
4.14 | D1(7-2D) | P.C.C. (1:2:4) work in foundation, wall (crushed or stone ballast) |  |  | Cum. | 12091.8 | 13905.57
| Resources | Level/Type | Quantity | Unit | Rate | Amount | Remarks
| Labour | Skilled | 1 | Nos. | 1200 | 1200
|  | Unskilled | 4 | Nos. | 870 | 3480
| Materials | Cement | 0.32 | M.T. | 14000 | 4480
|  | Aggrigate 40 mm-crushed/ballast stone | 0.52 | Cum. | 2135 | 1110.2
|  | Aggrigate 20 mm-crushed/ballast stone | 0.22 | Cum. | 2430 | 534.6
|  | Aggrigate 10 mm-crushed/ballast stone | 0.11 | Cum. | 2800 | 308
|  | Sand Crusher | 0.445 | Cum. | 2200 | 979
|  | Water | 150 | Ltr. | 0 | 0
| Rate analysis for : 1.00 Cum. |  | Total |  |  | 12091.8
|  |  | 15 % Contractor overhead |  |  | 1813.77
|  |  | Grand Total |  |  | 13905.57
4.14(A) | D1(7-2DD) | P.C.C. (1:2:4) work (Ready Mix Concrete) in foundation, wall (crushed or stone ballast) |  |  | Cum. | 14645 | 16841.75
| Resources | Level/Type | Quantity | Unit | Rate | Amount | Remarks
| Labour | Skilled | 0.5 | Nos. | 1200 | 600
|  | Unskilled | 3.5 | Nos. | 870 | 3045
| Materials | M15 Grade Ready Mix Concrete | 1 | Cum. | 11000 | 11000
| Rate analysis for : 1.00 Cum. |  | Total |  |  | 14645
|  |  | 15 % Contractor overhead |  |  | 2196.75
|  |  | Grand Total |  |  | 16841.75
4.15 | D2(7-4A) | P.C.C. (1:2:4) for R.C.C. work in slab, beam etc (crushed or stone ballast) |  |  | Cum. | 14461.8 | 16631.07
| Resources | Level/Type | Quantity | Unit | Rate | Amount | Remarks
| Labour | Skilled | 0.8 | Nos. | 1200 | 960
|  | Unskilled | 7 | Nos. | 870 | 6090
| Materials | Cement | 0.32 | M.T. | 14000 | 4480
|  | Aggrigate 40 mm-crushed/ballast stone | 0.52 | Cum. | 2135 | 1110.2
|  | Aggrigate 20 mmcrushed/ballast stone | 0.22 | Cum. | 2430 | 534.6
|  | Aggrigate 10 mm-crushed/ballast stone | 0.11 | Cum. | 2800 | 308
|  | Sand Crusher | 0.445 | Cum. | 2200 | 979
|  | Water | 150 | Ltr. | 0 | 0
| Rate analysis for : 1.00 Cum. |  | Total |  |  | 14461.8
|  |  | 15 % Contractor overhead |  |  | 2169.27
|  |  | Grand Total |  |  | 16631.07
4.15(A) | D2(7-4AA) | P.C.C. (1:2:4) work (Ready Mix Concrete) in Slab, Beam (crushed or stone ballast) |  |  | Cum. | 14677.75 | 16879.41
| Resources | Level/Type | Quantity | Unit | Rate | Amount | Remarks
| Labour | Skilled | 0.5 | Nos. | 1200 | 600
|  | Unskilled | 3.5 | Nos. | 870 | 3045
| Materials | M15 Grade Ready Mix Concrete | 1 | Cum. | 11000 | 11000
| Equipment | Vibrator | 0.25 | Hour | 131 | 32.75
| Rate analysis for : 1.00 Cum. |  | Total |  |  | 14677.75
|  |  | 15 % Contractor overhead |  |  | 2201.66
|  |  | Grand Total |  |  | 16879.41
4.16 | D2(7-4B) | P.C.C. (1:1½:3) for R.C.C. work in slab, beam etc (crushed or stone ballast) |  |  | Cum. | 15674.8 | 18026.02
| Resources | Level/Type | Quantity | Unit | Rate | Amount | Remarks
| Labour | Skilled | 0.8 | Nos. | 1200 | 960
|  | Unskilled | 7 | Nos. | 870 | 6090
| Materials | Cement | 0.4 | M.T. | 14000 | 5600
|  | Aggrigate 20 mm-crushed/ballast stone | 0.57 | Cum. | 2430 | 1385.1
|  | Aggrigate 10 mm-crushed/ballast stone | 0.29 | Cum. | 2430 | 704.7
|  | Sand Crusher | 0.425 | Cum. | 2200 | 935
|  | Water | 200 | Ltr. | 0 | 0
| Rate analysis for : 1.00 Cum. |  | Total |  |  | 15674.8
|  |  | 15 % Contractor overhead |  |  | 2351.22
|  |  | Grand Total |  |  | 18026.02
4.16(A) | D2(7-4BB) | P.C.C. (1:1.5:3) work (Ready Mix Concrete) in Slab, Beam (crushed or stone ballast) |  |  | Cum. | 15677.75 | 18029.41
| Resources | Level/Type | Quantity | Unit | Rate | Amount | Remarks
| Labour | Skilled | 0.5 | Nos. | 1200 | 600
|  | Unskilled | 3.5 | Nos. | 870 | 3045
| Materials | M20 Grade Ready Mix Concrete | 1 | Cum. | 12000 | 12000
| Equipment | Vibrator | 0.25 | Hour | 131 | 32.75
| Rate analysis for : 1.00 Cum. |  | Total |  |  | 15677.75
|  |  | 15 % Contractor overhead |  |  | 2351.66
|  |  | Grand Total |  |  | 18029.41
4.17 | D2(7-4C) | P.C.C. (1:1:2) for R.C.C. work in slab, beam etc (crushed or stone ballast) |  |  | Cum. | 18590.5 | 21379.07
| Resources | Level/Type | Quantity | Unit | Rate | Amount | Remarks
| Labour | Skilled | 0.8 | Nos. | 1200 | 960
|  | Unskilled | 7 | Nos. | 870 | 6090
| Materials | Cement | 0.61 | M.T. | 14000 | 8540
|  | Aggrigate 20 mm-crushed/ballast stone | 0.64 | Cum. | 2430 | 1555.2
|  | Aggrigate 10 mm-crushed/ballast stone | 0.21 | Cum. | 2430 | 510.3
|  | Sand Crusher | 0.425 | Cum. | 2200 | 935
|  | Water | 300 | Ltr. | 0 | 0
| Rate analysis for : 1.00 Cum. |  | Total |  |  | 18590.5
|  |  | 15 % Contractor overhead |  |  | 2788.57
|  |  | Grand Total |  |  | 21379.07
4.18(A) | D3(A) | P.C.C. (1:3:6) work (USED MACHINE) in foundation, wall (crushed or stone ballast) |  |  | Cum. | 10450.55 | 12018.13
| Resources | Level/Type | Quantity | Unit | Rate | Amount | Remarks
| Labour | Skilled | 0.5 | Nos. | 1200 | 600
|  | Unskilled | 3.5 | Nos. | 870 | 3045
| Materials | Cement | 0.22 | M.T. | 14000 | 3080
|  | Aggrigate 40 mm-crushed/ballast stone | 0.65 | Cum. | 2135 | 1387.75
|  | Aggrigate 20 mm-crushed/ballast stone | 0.24 | Cum. | 2430 | 583.2
|  | Sand Crusher | 0.425 | Cum. | 2200 | 935
|  | Water | 100 | Ltr. | 0 | 0
|  | Diesel | 3 | Ltr. | 131.8584 | 395.57
|  | Petrol | 0.1 | Ltr. | 150.885 | 15.08
| Equipment | Mixture Machine (0.20-0.28 Cum.) | 0.6 | Hour | 627 | 376.2
|  | Vibrator | 0.25 | Hour | 131 | 32.75
| Rate analysis for : 1.00 Cum. |  | Total |  |  | 10450.55
|  |  | 15 % Contractor overhead |  |  | 1567.58
|  |  | Grand Total |  |  | 12018.13
4.19 | D3(B) | P.C.C. (1:2:4) work (USED MACHINE) in foundation, wall (crushed or stone ballast) |  |  | Cum. | 11835.7 | 13611.05
| Resources | Level/Type | Quantity | Unit | Rate | Amount | Remarks
| Labour | Skilled | 0.5 | Nos. | 1200 | 600
|  | Unskilled | 3.5 | Nos. | 870 | 3045
| Materials | Cement | 0.32 | M.T. | 14000 | 4480
|  | Aggrigate 40 mm-crushed/ballast stone | 0.52 | Cum. | 2135 | 1110.2
|  | Aggrigate 20 mm-crushed/ballast stone | 0.33 | Cum. | 2430 | 801.9
|  | Sand Crusher | 0.445 | Cum. | 2200 | 979
|  | Water | 130 | Ltr. | 0 | 0
|  | Diesel | 3 | Ltr. | 131.8584 | 395.57
|  | Petrol | 0.1 | Ltr. | 150.885 | 15.08
| Equipment | Mixture Machine (0.20-0.28 Cum.) | 0.6 | Hour | 627 | 376.2
|  | Vibrator | 0.25 | Hour | 131 | 32.75
| Rate analysis for : 1.00 Cum. |  | Total |  |  | 11835.7
|  |  | 15 % Contractor overhead |  |  | 1775.35
|  |  | Grand Total |  |  | 13611.05
4.2(A) | D4(A) | P.C.C. (1:1½:3) for R.C.C. work(USED MACHINE) in slab, beam etc (crushed or stone ballast) |  |  | Cum. | 13089.4 | 15052.81
| Resources | Level/Type | Quantity | Unit | Rate | Amount | Remarks
| Labour | Skilled | 0.5 | Nos. | 1200 | 600
|  | Unskilled | 3.5 | Nos. | 870 | 3045
| Materials | Cement | 0.4 | M.T. | 14000 | 5600
|  | Aggrigate 20 mm-crushed/ballast stone | 0.57 | Cum. | 2430 | 1385.1
|  | Aggrigate 10 mm-crushed/ballast stone | 0.29 | Cum. | 2430 | 704.7
|  | Sand Crusher | 0.425 | Cum. | 2200 | 935
|  | Water | 200 | Ltr. | 0 | 0
|  | Diesel | 3 | Ltr. | 131.8584 | 395.57
|  | Petrol | 0.1 | Ltr. | 150.885 | 15.08
| Equipment | Mixture Machine (0.20-0.28 Cum.) | 0.6 | Hour | 627 | 376.2
|  | Vibrator | 0.25 | Hour | 131 | 32.75
| Rate analysis for : 1.00 Cum. |  | Total |  |  | 13089.4
|  |  | 15 % Contractor overhead |  |  | 1963.41
|  |  | Grand Total |  |  | 15052.81
4.21 | D4(B) | P.C.C. (1:1:2) for R.C.C. work(USED MACHINE) in slab, beam etc (crushed or stone ballast) |  |  | Cum. | 16005.1 | 18405.86
| Resources | Level/Type | Quantity | Unit | Rate | Amount | Remarks
| Labour | Skilled | 0.5 | Nos. | 1200 | 600
|  | Unskilled | 3.5 | Nos. | 870 | 3045
| Materials | Cement | 0.61 | M.T. | 14000 | 8540
|  | Aggrigate 20 mm-crushed/ballast stone | 0.64 | Cum. | 2430 | 1555.2
|  | Aggrigate 10 mm-crushed/ballast stone | 0.21 | Cum. | 2430 | 510.3
|  | Sand Crusher | 0.425 | Cum. | 2200 | 935
|  | Water | 300 | Ltr. | 0 | 0
|  | Diesel | 3 | Ltr. | 131.8584 | 395.57
|  | Petrol | 0.1 | Ltr. | 150.885 | 15.08
| Equipment | Mixture Machine (0.20-0.28 Cum.) | 0.6 | Hour | 627 | 376.2
|  | Vibrator | 0.25 | Hour | 131 | 32.75
| Rate analysis for : 1.00 Cum. |  | Total |  |  | 16005.1
|  |  | 15 % Contractor overhead |  |  | 2400.76
|  |  | Grand Total |  |  | 18405.86
4.21(A) | D4(BB) | P.C.C. (1:1:2) work (Ready Mix Concrete) in Slab, Beam (crushed or stone ballast) |  |  | Cum. | 16677.75 | 19179.41
| Resources | Level/Type | Quantity | Unit | Rate | Amount | Remarks
| Labour | Skilled | 0.5 | Nos. | 1200 | 600
|  | Unskilled | 3.5 | Nos. | 870 | 3045
| Materials | M25 Grade Ready Mix Concrete | 1 | Cum. | 13000 | 13000
| Equipment | Vibrator | 0.25 | Hour | 131 | 32.75
| Rate analysis for : 1.00 Cum. |  | Total |  |  | 16677.75
|  |  | 15 % Contractor overhead |  |  | 2501.66
|  |  | Grand Total |  |  | 19179.41
4.22 | D(5) | P.C.C. (1:1:2) for R.C.C. work in slab (crushed or stone ballast) with micro silica & super plasticiser |  |  | Cum. | 15775.75 | 18142.11
| Resources | Level/Type | Quantity | Unit | Rate | Amount | Remarks
| Labour | Skilled | 0.5 | Nos. | 1200 | 600
|  | Unskilled | 3.5 | Nos. | 870 | 3045
| Materials | Cement | 0.6 | M.T. | 14000 | 8400
|  | Aggrigate 20 mm-crushed/ballast stone | 0.825 | Cum. | 2430 | 2004.75
|  | Sand Crusher | 0.412 | Cum. | 2200 | 906.4
|  | Super plasticiser | 12 | Kg. | 0 | 0
|  | Micro silica | 40 | Kg. | 0 | 0
|  | Water | 150 | Ltr. | 0 | 0
|  | Diesel | 3 | Ltr. | 131.8584 | 395.57
|  | Petrol | 0.1 | Ltr. | 150.885 | 15.08
|  | Mixture Machine (0.20-0.28 Cum.) | 0.6 | Hour | 627 | 376.2
|  | Vibrator | 0.25 | Hour | 131 | 32.75
| Rate analysis for : 1.00 Cum. |  | Total |  |  | 15775.75
|  |  | 15 % Contractor overhead |  |  | 2366.36
|  |  | Grand Total |  |  | 18142.11
4.22(A) | D5(A) | P.C.C. (M30) work (Ready Mix Concrete) in Slab, Beam (crushed or stone ballast) |  |  | Cum. | 17677.75 | 20329.41
| Resources | Level/Type | Quantity | Unit | Rate | Amount | Remarks
| Labour | Skilled | 0.5 | Nos. | 1200 | 600
|  | Unskilled | 3.5 | Nos. | 870 | 3045
| Materials | M30 Grade Ready Mix Concrete | 1 | Cum. | 14000 | 14000
| Equipment | Vibrator | 0.25 | Hour | 131 | 32.75
| Rate analysis for : 1.00 Cum. |  | Total |  |  | 17677.75
|  |  | 15 % Contractor overhead |  |  | 2651.66
|  |  | Grand Total |  |  | 20329.41
4.23 | D9(7-5) | Torsteel reinforcement bar for R.C.C. work with cutting, bending, binding & laying with all complete. |  |  | Kg. | 136.49 | 156.96
| Resources | Level/Type | Quantity | Unit | Rate | Amount | Remarks
| Labour | Skilled | 12 | Nos. | 1200 | 14400
|  | Unskilled | 12 | Nos. | 870 | 10440
| Materials | TOR/TMT reinforcement bar | 1.05 | metric ton | 105000 | 110250
|  | Binding wire | 10 | Kg. | 140 | 1400
| Rate analysis for : 1.00 MT |  | Total |  |  | 136490
|  |  | 15 % Contractor overhead |  |  | 20473.5
|  |  | Grand Total |  |  | 156963.5
E - FORM & PROPS WORK
5.01 | E1(8-3A) | Form work shuttering & centering (COLUMN) with (USED LOCAL WOOD) all complete. |  |  | Sqm. | 1688.07 | 1941.28
| Resources | Level/Type | Quantity | Unit | Rate | Amount | Remarks
| Labour | Skilled | 3.748 | Nos. | 1200 | 4497.6
|  | Unskilled | 5.622 | Nos. | 870 | 4891.14
| Materials | Wood Local | 0.07 | Cum. | 102100.32 | 7147.02
|  | Killa | 2.5 | Kg. | 138 | 345
| Rate analysis for : 10.00 Sqm. |  | Total |  |  | 16880.76
|  |  | 15 % Contractor overhead |  |  | 2532.11
|  |  | Grand Total |  |  | 19412.87
5.02 | E2(51B) | Form work shuttering & centering (COLUMN) with (USED PLY WOOD) all complete. |  |  | Sqm. | 843.93 | 970.52
| Resources | Level/Type | Quantity | Unit | Rate | Amount | Remarks
| Labour | Skilled | 1.574 | Nos. | 1200 | 1888.8
|  | Unskilled | 2.361 | Nos. | 870 | 2054.07
| Materials | Ply board 19 mm thick | 0.693 | Sqm. | 1396 | 967.42
|  | Wood Local | 0.019 | Cum. | 102100.32 | 1939.9
|  | MS Black pipe(MNB 50-M) | 0.54 | Nos. | 2304 | 1244.16
|  | Killa | 2.5 | Kg. | 138 | 345
| Rate analysis for : 10.00 Sqm. |  | Total |  |  | 8439.35
|  |  | 15 % Contractor overhead |  |  | 1265.9
|  |  | Grand Total |  |  | 9705.25
5.03 | E3(8-4A) | Form work shuttering & centering (BEAM-0.30 depth Mtr) with (USED LOCAL WOOD) all complete. |  |  | Sqm. | 1751.2 | 2013.88
| Resources | Level/Type | Quantity | Unit | Rate | Amount | Remarks
| Labours | Skilled | 4 | Nos. | 1200 | 4800
|  | Unskilled | 6 | Nos. | 870 | 5220
| Materials | Wood Local | 0.07 | Cum. | 102100.32 | 7147.02
|  | Killa | 2.5 | Kg. | 138 | 345
| Rate analysis for : 10.00 Sqm. |  | Total |  |  | 17512.02
|  |  | 15 % Contractor Overhead |  |  | 2626.8
|  |  | Grand Total |  |  | 20138.82
5.04 | E4(8-4B) | Form work shuttering & centering (BEAM-0.30-0.80 depth Mtr) with (USED LOCAL WOOD) all complete. |  |  | Sqm. | 1417.6 | 1630.24
| Resources | Level/Type | Quantity | Unit | Rate | Amount | Remarks
| Labours | Skilled | 2.67 | Nos. | 1200 | 3204
|  | Unskilled | 4 | Nos. | 870 | 3480
| Materials | Wood Local | 0.07 | Cum. | 102100.32 | 7147.02
|  | Killa | 2.5 | Kg. | 138 | 345
| Rate analysis for : 10.00 Sqm. |  | Total |  |  | 14176.02
|  |  | 15 % Contractor Overhead |  |  | 2126.4
|  |  | Grand Total |  |  | 16302.42
5.05 | E5(51A) | Form work shuttering & centering (BEAM) with (USED PLY WOOD) all complete. |  |  | Sqm. | 1433.8 | 1648.87
| Resources | Level/Type | Quantity | Unit | Rate | Amount | Remarks
| Labour | Skilled | 2.67 | Nos. | 1200 | 3204
|  | Unskilled | 4 | Nos. | 870 | 3480
| Materials | Ply board 19 mm thick | 1.65 | Sqm. | 1396 | 2303.4
|  | Wood Local | 0.04 | Cum. | 102100.32 | 4084.01
|  | MS Black pipe(MNB 50-M) | 0.4 | Nos. | 2304 | 921.6
|  | Killa | 2.5 | Kg. | 138 | 345
| Rate analysis for : 10.00 Sqm. |  | Total |  |  | 14338.01
|  |  | 15 % Contractor overhead |  |  | 2150.7
|  |  | Grand Total |  |  | 16488.71
5.06 | E6(8-4A) | Form work shuttering & centering with MS pipe (prop), plyboard for slab etc |  |  | Sqm. | 1033.07 | 1188.04
| Resources | Level/Type | Quantity | Unit | Rate | Amount | Remarks
| Labours | Skilled | 17.2 | Nos. | 1200 | 20640
|  | Unskilled | 25.7 | Nos. | 870 | 22359
| Materials | Ply board 19 mm thick | 16.5 | Sqm. | 1396 | 23034
|  | Wood Local | 0.232 | Cum. | 102100.32 | 23687.27
|  | MS Black pipe(MNB 50-M) | 4.4 | Nos. | 2304 | 10137.6
|  | Killa | 25 | Kg. | 138 | 3450
| Rate analysis for : 100.00 Sqm. |  | Total |  |  | 103307.87
|  |  | 15 % Contractor Overhead |  |  | 15496.18
|  |  | Grand Total |  |  | 118804.05
gf]6 M sf7 M ^ k6s;dd k¦of]u ug{ ;lsg] To;kl5 @%Ü d"No afFsL /xg] lx;fan] ul/Psf]
1.6875x1.1x0.75/6= 0.232
M KNffO{ M ^ k6s;dd k¦of]u ug{ ;lsg] To;kl5 !)Ü d"No afFsL /xg] lx;fan] ul/Psf]
100x1.1x0.9/6=16.5
M kfO{k M !% k6s;Dd k¦of]u ug{ ;lsg] To;kl5 @%Ü d"No afFsL /xg] lx;fan] ul/Psf]
88/15x0.75 =4.4
gf]6 M sf7 M ^ k6s;dd k¦of]u ug{ ;lsg] To;kl5 @%Ü d"No afFsL /xg] lx;fan] ul/Psf]
0.155/6x0.75=0.019
M KNffO{ M ^ k6s;dd k¦of]u ug{ ;lsg] To;kl5 !)Ü d"No afFsL /xg] lx;fan] ul/Psf]
4.62/6x0.90=0.693
M kmnfd] af]N6 M !% k6s;dd k¦of]u ug{ ;lsg] To;kl5 @%Ü d"No afFsL /xg] lx;fan] ul/Psf]
10.68/15x0.75=0.54
sf7 M ^ k6s;dd k¦of]u ug{ ;lsg] To;kl5 @%Ü d"No afFsL /xg] lx;fan] ul/Psf]
33.33/6*0.75=4.16*0.0254=0.105
sf7 M ^ k6s;dd k¦of]u ug{ ;lsg] To;kl5 @%Ü d"No afFsL /xg] lx;fan] ul/Psf]
2.03/6*0.75=0.25375
5.06(A) | E6(8-4A) | Form work shuttering & centering with Bamboo, plyboard for slab etc |  |  | Sqm. | 948.14 | 1090.36
| Resources | Level/Type | Quantity | Unit | Rate | Amount | Remarks
| Labours | Skilled | 17.2 | Nos. | 1200 | 20640
|  | Unskilled | 25.7 | Nos. | 870 | 22359
| Materials | Ply board 19 mm thick | 16.5 | Sqm. | 1396 | 23034
|  | Wood Local | 0.232 | Cum. | 102100.32 | 23687.27
|  | Bamboo | 6.25 | Nos. | 263 | 1643.75
|  | Killa | 25 | Kg. | 138 | 3450
| Rate analysis for : 100.00 Sqm. |  | Total |  |  | 94814.02
|  |  | 15 % Contractor Overhead |  |  | 14222.1
|  |  | Grand Total |  |  | 109036.12
gf]6 M sf7 M ^ k6s;dd k¦of]u ug{ ;lsg] To;kl5 @%Ü d"No afFsL /xg] lx;fan] ul/Psf]
1.6875x1.1x0.75/6= 0.232
M KNffO{ M ^ k6s;dd k¦of]u ug{ ;lsg] To;kl5 !)Ü d"No afFsL /xg] lx;fan] ul/Psf]
100x1.1x0.9/6=16.5
af; M ^ k6s;dd k¦of]u ug{ ;lsg] To;kl5 @%Ü d"No afFsL /xg] lx;fan] ul/Psf]
(100*3/6)/6*0.75 =6.25
5.07 | E12(8-13A) | Trench work open type form work (up to 1.50 Mtr.) |  |  | Sqm. | 371.45 | 427.17
| Resources | Level/Type | Quantity | Unit | Rate | Amount | Remarks
| Labours | Skilled | 0.25 | Nos. | 1200 | 300
|  | Unskilled | 0.25 | Nos. | 870 | 217.5
| Materials | Wood Local | 0.105 | Cum. | 102100.32 | 10720.53
|  | Wood Local | 0.25375 | Cum. | 102100.32 | 25907.95
| Rate analysis for : 100.00 Sqm. |  | Total |  |  | 37145.98
|  |  | 15 % Contractor Overhead |  |  | 5571.89
|  |  | Grand Total |  |  | 42717.87
5.08 | E12(8-13B) | Trench work open type form work ( 1.50 to 3.00 Mtr.) |  |  | Sqm. | 380.98 | 438.13
| Resources | Level/Type | Quantity | Unit | Rate | Amount | Remarks
| Labours | Skilled | 0.5 | Nos. | 1200 | 600
|  | Unskilled | 1 | Nos. | 870 | 870
| Materials | Wood Local | 0.105 | Cum. | 102100.32 | 10720.53 | 4.16*0.0254
|  | Wood Local | 0.25375 | Cum. | 102100.32 | 25907.95
| Rate analysis for : 100.00 Sqm. |  | Total |  |  | 38098.48
|  |  | 15 % Contractor Overhead |  |  | 5714.77
|  |  | Grand Total |  |  | 43813.25
5.09 | E13(8-13C) | Trench work open type form work (above 3.00 Mtr.) |  |  | Sqm. | 393.5 | 452.53
| Resources | Level/Type | Quantity | Unit | Rate | Amount | Remarks
| Labours | Skilled | 1 | Nos. | 1200 | 1200
|  | Unskilled | 1.75 | Nos. | 870 | 1522.5
| Materials | Wood Local | 0.105 | Cum. | 102100.32 | 10720.53 | 4.16*0.0254
|  | Wood Local | 0.25375 | Cum. | 102100.32 | 25907.95
| Rate analysis for : 100.00 Sqm. |  | Total |  |  | 39350.98
|  |  | 15 % Contractor Overhead |  |  | 5902.64
|  |  | Grand Total |  |  | 45253.62
gf]6 M !Æ j/fj/ @=%$ ;]=dL= kmn]ssf] lx;fj ul/Psf] sf7x? ^ k6s;Dd k¦of]u u/L;s]kl5 @%Ü d"No afFsL x'g] u/L lx;fj ul/Psf]]_
F - ROOFING WORK
6.01 | F1( 9-1) | 26 (H) 0.41 mm thick colored C.G.I. sheet roofing work |  |  | Sqm. | 1235.34 | 1420.64
| Resources | Level/Type | Quantity | Unit | Rate | Amount | Remarks
| Labour | Skilled | 1.1 | Nos. | 1200 | 1320
|  | Unskilled | 1.25 | Nos. | 870 | 1087.5
| Materials | CGI sheet 26 (H) 0.41 mm thick color | 12 | Sqm. | 754.9946 | 9059.93
|  | Nutbolt 8 mm. | 30 | Nos. | 13.9 | 417
|  | J-hook | 25 | Nos. | 17.375 | 434.37
|  | Bitumen washer | 55 | Nos. | 0.63 | 34.65
| Rate analysis for : 10.00 Sqm. |  | Total |  |  | 12353.45
|  |  | 15 % Contractor overhead |  |  | 1853.0175
|  |  | Grand Total |  |  | 14206.4675
6.02 | F1( 9-1) | 26 (H) 0.41mm thick plane C.G.I. sheet roofing work |  |  | Sqm. | 1168.7 | 1344.01
| Resources | Level/Type | Quantity | Unit | Rate | Amount | Remarks
| Labour | Skilled | 1.1 | Nos. | 1200 | 1320
|  | Unskilled | 1.25 | Nos. | 870 | 1087.5
| Materials | CGI sheet 26 (H) 0.41 mm thick Plane | 12 | Sqm. | 699.4629 | 8393.55
|  | Nutbolt 8 mm. | 30 | Nos. | 13.9 | 417
|  | J-hook | 25 | Cum. | 17.375 | 434.37
|  | Bitumen washer | 55 | Nos. | 0.63 | 34.65
| Rate analysis for : 10.00 Sqm. |  | Total |  |  | 11687.07
|  |  | 15 % Contractor overhead |  |  | 1753.0605
|  |  | Grand Total |  |  | 13440.1305
6.03 | F1( 9-1) | 26 (L) 0.37mm thick plane C.G.I. sheet roofing work |  |  | Sqm. | 1015.71 | 1168.06
| Resources | Level/Type | Quantity | Unit | Rate | Amount | Remarks
| Labour | Skilled | 1.1 | Nos. | 1200 | 1320
|  | Unskilled | 1.25 | Nos. | 870 | 1087.5
| Materials | CGI sheet 26 (L) 0.37 mm thick Plane | 12 | Sqm. | 571.9656 | 6863.58
|  | Nutbolt 8 mm. | 30 | Nos. | 13.9 | 417
|  | J-hook | 25 | Nos. | 17.375 | 434.37
|  | Bitumen washer | 55 | Nos. | 0.63 | 34.65
| Rate analysis for : 10.00 Sqm. |  | Total |  |  | 10157.1
|  |  | 15 % Contractor overhead |  |  | 1523.565
|  |  | Grand Total |  |  | 11680.665
6.04 | F3( 9-1) | 26 (M) 0.37 mm thick colour C.G.I. sheet roofing work |  |  | Sqm. | 1059.79 | 1218.76
| Resources | Level/Type | Quantity | Unit | Rate | Amount | Remarks
| Labour | Skilled | 1.1 | Nos. | 1200 | 1320
|  | Unskilled | 1.25 | Nos. | 870 | 1087.5
| Materials | CGI sheet 26 (M) 0.37 mm thick Color | 12 | Sqm. | 608.7003 | 7304.4
|  | Nutbolt 8 mm. | 30 | Nos. | 13.9 | 417
|  | J-hook | 25 | Nos. | 17.375 | 434.37
|  | Bitumen washer | 55 | Nos. | 0.63 | 34.65
| Rate analysis for : 10.00 Sqm. |  | Total |  |  | 10597.92
|  |  | 15 % Contractor overhead |  |  | 1589.68
|  |  | Grand Total |  |  | 12187.6
6.05 | F3( 9-1) | 26 (M) 0.37 mm thick colour C.G.I. sheet roofing work |  |  | Sqm. | 1059.79 | 1218.76
| Resources | Level/Type | Quantity | Unit | Rate | Amount | Remarks
| Labour | Skilled | 1.1 | Nos. | 1200 | 1320
|  | Unskilled | 1.25 | Nos. | 870 | 1087.5
| Materials | CGI sheet 26 (M) 0.37 mm thick colour | 12 | Sqm. | 608.7003 | 7304.4
|  | Nutbolt 8 mm. | 30 | Nos. | 13.9 | 417
|  | J-hook | 25 | Nos. | 17.375 | 434.37
|  | Bitumen washer | 55 | Nos. | 0.63 | 34.65
| Rate analysis for : 10.00 Sqm. |  | Total |  |  | 10597.92
|  |  | 15 % Contractor overhead |  |  | 1589.688
|  |  | Grand Total |  |  | 12187.608
6.08 | F2( 9-2) | 28 (H) G.I. plane ridge cover |  |  | Rmtr. | 743.39 | 854.9
| Resources | Level/Type | Quantity | Unit | Rate | Amount | Remarks
| Labour | Skilled | 2 | Nos. | 1200 | 2400
|  | Unskilled | 3 | Nos. | 870 | 2610
| Materials | CGI Ridge Cover | 12 | Rmtr.. | 197.8326 | 2373.99
|  | Nutbolt | L.S. |  |  | 50
| Rate analysis for : 10.00 Rmtr. |  | Total |  |  | 7433.99
|  |  | 15 % Contractor overhead |  |  | 1115.09
|  |  | Grand Total |  |  | 8549.08
6.09 | F4( 9-2) | 26 (L) C.G.I. colour ridge cover |  |  | Rmtr. | 722.91 | 831.35
| Resources | Level/Type | Quantity | Unit | Rate | Amount | Remarks
| Labour | Skilled | 2 | Nos. | 1200 | 2400
|  | Unskilled | 3 | Nos. | 870 | 2610
| Materials | CGI Ridge Cover colour | 12 | Rmtr.. | 180.7644 | 2169.17
|  | Nutbolt | L.S. |  |  | 50
| Rate analysis for : 10.00 Rmtr. |  | Total |  |  | 7229.17
|  |  | 15 % Contractor overhead |  |  | 1084.3755
|  |  | Grand Total |  |  | 8313.5455
6.11 | F5 | 26 (H) 0.41 mm thick plane G.I. sheet roofing work |  |  | Sqm. | 1170.44 | 1346.01
| Resources | Level/Type | Quantity | Unit | Rate | Amount | Remarks
| Labour | Skilled | 1.1 | Nos. | 1200 | 1320
|  | Unskilled | 1.25 | Nos. | 870 | 1087.5
| Materials | GI sheet 26 (H) 0.41 mm thick plane | 12 | Sqm. | 699.4629 | 8393.55
|  | J-hook | 30 | Nos. | 17.375 | 521.25
|  | Nut bolt 8 mm | 25 | Nos. | 13.9 | 347.5
|  | Bitumen washer | 55 | Nos. | 0.63 | 34.65
| Rate analysis for : 10.00 Rmtr. |  | Total |  |  | 11704.45
|  |  | 15 % Contractor overhead |  |  | 1755.6675
|  |  | Grand Total |  |  | 13460.1175
6.12 | F5 | 26 (M) 0.37 mm thick plane G.I. sheet roofing work |  |  | Sqm. | 1017.44 | 1170.06
| Resources | Level/Type | Quantity | Unit | Rate | Amount | Remarks
| Labour | Skilled | 1.1 | Nos. | 1200 | 1320
|  | Unskilled | 1.25 | Nos. | 870 | 1087.5
| Materials | CGI sheet 26 (M) 0.37 mm thick plain | 12 | Sqm. | 571.9656 | 6863.58
|  | J-hook | 30 | Nos. | 17.375 | 521.25
|  | Nut bolt 8 mm | 25 | Nos. | 13.9 | 347.5
|  | Bitumen washer | 55 | Nos. | 0.63 | 34.65
| Rate analysis for : 10.00 Rmtr. |  | Total |  |  | 10174.48
|  |  | 15 % Contractor overhead |  |  | 1526.172
|  |  | Grand Total |  |  | 11700.652
6.13 | F6 | 24 (H) 0.50 mm thick Colour G.I. sheet roofing work |  |  | Sqm. | 0 | 0
| Resources | Level/Type | Quantity | Unit | Rate | Amount | Remarks
| Labour | Skilled | 1.1 | Nos. | 1200 | 1320
|  | Unskilled | 1.25 | Nos. | 870 | 1087.5
| Materials | CGI sheet 24 (H) 0.50 mm thick colour | 12 | Sqm. | 754.9946 | 9059.93
|  | J-hook | 30 | Nos. | 17.375 | 521.25
|  | Nut bolt 8 mm | 25 | Nos. | 13.9 | 347.5
|  | Bitumen washer | 55 | Nos. | 0.63 | 34.65
| Rate analysis for : 10.00 Rmtr. |  | Total
|  |  | 15 % Contractor overhead |  |  | 0
|  |  | Grand Total |  |  | 0
6.14 | F6 | 26 (M) 0.41 mm thick Colour G.I. sheet roofing work |  |  | Rmtr. | 0 | 0
| Resources | Level/Type | Quantity | Unit | Rate | Amount | Remarks
| Labour | Skilled | 1.1 | Nos. | 1200 | 1320
|  | Unskilled | 1.25 | Nos. | 870 | 1087.5
| Materials | GI sheet 26 (M) 0.41 mm thick Colour | 12 | Sqm. | 754.9946 | 9059.93
|  | J-hook | 30 | Nos. | 17.375 | 521.25
|  | Nut bolt 8 mm | 25 | Nos. | 13.9 | 347.5
|  | Bitumen washer | 55 | Nos. | 0.63 | 34.65
| Rate analysis for : 10.00 Rmtr. |  | Total
|  |  | 15 % Contractor overhead |  |  | 0
|  |  | Grand Total |  |  | 0
6.16 | F7 | 150 mm breadth upto 450 mm C. G. I. plane sheet Gutter fixing work with 3x40 mm M.S. bracke,t nut bolt & washer . |  |  | Rmtr. | 0 | 0
| Resources | Level/Type | Quantity | Unit | Rate | Amount | Remarks
| Labour | Skilled | 1.75 | Nos. | 1200 | 2100
|  | Unskilled | 2 | Nos. | 870 | 1740
| Materials | G. I. plane sheet Gutter 0.50mm thick | 13.5 | Rmtr | 0 | 0
|  | M.S. bracket 3*40 mm | 32 | Nos. | 130 | 4160
|  | Nut bolt | 48 | Nos. | 13.9 | 667.2
|  | Bitumen washer | 48 | Nos. | 0.63 | 30.24
| Rate analysis for : 10.00 Rmtr. |  | Total
|  |  | 15 % Contractor overhead |  |  | 0
|  |  | Grand Total |  |  | 0
6.17 | F7 | 150 mm breadth upto 450 mm C. G. I. colour sheet Gutter fixing work with 3x40 mm M.S. bracke,t nut bolt & washer . |  |  | Rmtr. | 0 | 0
| Resources | Level/Type | Quantity | Unit | Rate | Amount | Remarks
| Labour | Skilled | 1.75 | Nos. | 1200 | 2100
|  | Unskilled | 2 | Nos. | 870 | 1740
| Materials | G. I.Colour plane sheet Gutter 0.50mm thick | 13.5 | Rmtr | 0 | 0
|  | M.S. bracket 3*40 mm | 32 | Nos. | 130 | 4160
|  | Nut bolt | 48 | Nos. | 13.9 | 667.2
|  | Bitumen washer | 48 | Nos. | 0.63 | 30.24
| Rate analysis for : 10.00 Rmtr. |  | Total
|  |  | 15 % Contractor overhead |  |  | 0
|  |  | Grand Total |  |  | 0
6.18 | F10( 9-6) | Clay tile roofing work |  |  | Rmtr. | 220.58 | 253.67
| Resources | Level/Type | Quantity | Unit | Rate | Amount | Remarks
| Labour | Skilled | 0.5 | Nos. | 1200 | 600
|  | Unskilled | 1.5 | Nos. | 870 | 1305
| Materials | Clay tile | 125 | Nos. | 2.407 | 300.87
| Rate analysis for : 10.00 Rmtr. |  | Total |  |  | 2205.87
|  |  | 15 % Contractor overhead |  |  | 330.8805
|  |  | Grand Total |  |  | 2536.7505
6.19 | F11( 9-7) | Clay tile ridge cover |  |  | Rmtr. | 142.01 | 163.31
| Resources | Level/Type | Quantity | Unit | Rate | Amount | Remarks
| Labour | Skilled | 0.5 | Nos. | 1200 | 600
|  | Unskilled | 0.5 | Nos. | 870 | 435
| Materials | Clay tile ridge cover | 80 | Nos. | 4.814 | 385.12
| Rate analysis for : 10.00 Rmtr. |  | Total |  |  | 1420.12
|  |  | 15 % Contractor overhead |  |  | 213.018
|  |  | Grand Total |  |  | 1633.138
6.2 | F12( 9-8) | 100 mm lime concrete (1:1:3) work |  |  | Sqm. | 1612.15 | 1853.97
| Resources | Level/Type | Quantity | Unit | Rate | Amount | Remarks
| Labour | Skilled | 1.5 | Nos. | 1200 | 1800
|  | Unskilled | 12 | Nos. | 870 | 10440
| Materials | Brick Aggrigate | 1.25 | Cum. | 2500 | 3125
|  | White lime | 1.5 | Kg. | 35 | 52.5
|  | Surkhee | 0.4 | Cum. | 1760 | 704
| Rate analysis for : 10.00 Sqm.. |  | Total |  |  | 16121.5
|  |  | 15 % Contractor overhead |  |  | 2418.225
|  |  | Grand Total |  |  | 18539.725
6.21 | F13( 9-9A) | 80 mm thick khar roof with bamboo frame |  |  | Sqm. | 2507.45 | 2883.56
| Resources | Level/Type | Quantity | Unit | Rate | Amount | Remarks
| Labour | Skilled | 1.5 | Nos. | 1200 | 1800
|  | Unskilled | 1.5 | Nos. | 870 | 1305
| Materials | Khar | 83 | Bundle | 144 | 11952
|  | Bamboo | 30 | Nos. | 263 | 7890
|  | Dori | 3.5 | Kg. | 121 | 423.5
|  | Chattai | 12 | Sqm. | 142 | 1704
| Rate analysis for : 10.00 Sqm.. |  | Total |  |  | 25074.5
|  |  | 15 % Contractor overhead |  |  | 3761.175
|  |  | Grand Total |  |  | 28835.675
6.22 | F13( 9-9B) | 150 mm thick khar roof with bamboo frame |  |  | Sqm. | 3983.8 | 4581.37
| Resources | Level/Type | Quantity | Unit | Rate | Amount | Remarks
| Labour | Skilled | 1.5 | Nos. | 1200 | 1800
|  | Unskilled | 1.5 | Nos. | 870 | 1305
| Materials | Khar | 166 | Bundle | 144 | 23904
|  | Bamboo | 40 | Nos. | 263 | 10520
|  | Dori | 5 | Kg. | 121 | 605
|  | Chattai | 12 | Sqm. | 142 | 1704
| Rate analysis for : 10.00 Sqm.. |  | Total |  |  | 39838
|  |  | 15 % Contractor overhead |  |  | 5975.7
|  |  | Grand Total |  |  | 45813.7
6.23 | F14 | 2.0 mm thick fiber glass corgated sheet roofing work |  |  | Sqm. | 2860.1 | 3289.11
| Resources | Level/Type | Quantity | Unit | Rate | Amount | Remarks
| Labour | Skilled | 1.1 | Nos. | 1200 | 1320
|  | Unskilled | 1.25 | Nos. | 870 | 1087.5
| Materials | Fiber glass 2.0 mm thick corgated | 12 | Sqm. | 2108.96 | 25307.52
|  | Nutbolt 8 mm. | 30 | Nos. | 13.9 | 417
|  | J-hook | 25 | Nos. | 17.375 | 434.37
|  | Bitumen washer | 55 | Nos. | 0.63 | 34.65
| Rate analysis for : 10.00 Sqm. |  | Total |  |  | 28601.04
|  |  | 15 % Contractor overhead |  |  | 4290.156
|  |  | Grand Total |  |  | 32891.196
6.24 | F15 | 1.20 mm thick fiber glass ridge cover |  |  | Rmtr. | 3497.28 | 4021.87
| Resources | Level/Type | Quantity | Unit | Rate | Amount | Remarks
| Labour | Skilled | 2 | Nos. | 1200 | 2400
|  | Unskilled | 3 | Nos. | 870 | 2610
| Materials | Fiber glass 1.20 mm thick ridge cover (0.60m width) | 12 | Rmtr. | 2492.7333 | 29912.8
|  | Nutbolt | L.S. |  |  | 50
| Rate analysis for : 10.00 Rmtr. |  | Total |  |  | 34972.8
|  |  | 15 % Contractor overhead |  |  | 5245.92
|  |  | Grand Total |  |  | 40218.72
6.25 | F18 | Readymade colour concrete tile laying work on cement sand (1:4) screeding |  |  | Sqm. | 347.4 | 399.51
| Resources | Level/Type | Quantity | Unit | Rate | Amount | Remarks
| Labour | Skilled | 1 | Nos. | 1200 | 1200
|  | Unskilled | 2 | Nos. | 870 | 1740
| Materials | Cement | 0.024 | M.T. | 14000 | 336
|  | Sand Crusher | 0.09 | Cum. | 2200 | 198
|  | Readymade colour concrete tile I,,bambai,cadbari design floor tile(1"x1"x1.5") | 175 | Nos. | 0 | 0
| Rate analysis for : 10.00 Sqm. |  | Total |  |  | 3474
|  |  | 15 % Contractor overhead |  |  | 521.1
|  |  | Grand Total |  |  | 3995.1
6.26 | F19( 10-17) | Making and fixing of Sal wood beam, lintel, etc |  |  | Cum. | 245075.2 | 281836.48
| Resources | Level/Type | Quantity | Unit | Rate | Amount | Remarks
| Labour | Skilled | 17.65 | Nos. | 1200 | 21180
|  | Unskilled | 1.76 | Nos. | 870 | 1531.2
| Materials | Wood Sal | 1.05 | Cum. | 211680 | 222264
|  | Killas | L.S. |  |  | 100
| Rate analysis for : 1.00 Cum. |  | Total |  |  | 245075.2
|  |  | 15 % Contractor overhead |  |  | 36761.28
|  |  | Grand Total |  |  | 281836.48
6.27 | F20(10-19) | Making and fixing of 25 mm sal wood eaves board |  |  | Sqm. | 6015.24 | 6917.52
| Resources | Level/Type | Quantity | Unit | Rate | Amount | Remarks
| Labour | Skilled | 1.43 | Nos. | 1200 | 1716
|  | Unskilled | 0.143 | Nos. | 870 | 124.41
| Materials | Wood Sal | 0.275 | Cum. | 211680 | 58212
|  | Killas | L.S. |  |  | 100
| Rate analysis for : 10.00 Sqm. |  | Total |  |  | 60152.41
|  |  | 15 % Contractor overhead |  |  | 9022.86
|  |  | Grand Total |  |  | 69175.27
6.28 | F22 | 2 mm thick UPVC roofing sheet roofing work |  |  | Sqm. | 12044.4 | 13851.06
| Resources | Level/Type | Quantity | Unit | Rate | Amount | Remarks
| Labour | Skilled | 1.5 | Nos. | 1200 | 1800
|  | Unskilled | 1 | Nos. | 870 | 870
| Materials | UPVC roofing sheet 2 mm thick | 12 | Sqm. | 753.2 | 9038.4
|  | Clip | 14 | Nos. | 10 | 140
|  | Self Taping Screw 3" | 28 | Nos. | 7 | 196
| Rate analysis for : 10.00 Sqm. |  | Total |  |  | 12044.4
|  |  | 15 % Contractor overhead |  |  | 1806.66
|  |  | Grand Total |  |  | 13851.06
6.29 | F23 | 3 mm thick UPVC roofing sheet roofing work |  |  | Sqm. | 2340.6 | 2691.69
| Resources | Level/Type | Quantity | Unit | Rate | Amount | Remarks
| Labour | Skilled | 1.5 | Nos. | 1200 | 1800
|  | Unskilled | 1 | Nos. | 870 | 870
| Materials | UPVC roofing sheet 3 mm thick | 12 | Sqm. | 1700 | 20400
|  | Clip | 14 | Nos. | 10 | 140
|  | Self Taping Screw 3" | 28 | Nos. | 7 | 196
| Rate analysis for : 10.00 Sqm. |  | Total |  |  | 23406
|  |  | 15 % Contractor overhead |  |  | 3510.9
|  |  | Grand Total |  |  | 26916.9
G - DOOR & WINDOW WORK
7.01 | G1(10-1) | Sal wood works for chaukhats with all complete. |  |  | Cum. | 279212.05 | 321093.85
| Resources | Level/Type | Quantity | Unit | Rate | Amount | Remarks
| Labour | Skilled | 34 | Nos. | 1200 | 40800
|  | Unskilled | 3.4 | Nos. | 870 | 2958
| Materials | Wood Sal | 1.1 | Nos. | 211680 | 232848
|  | Hold fast | 92 | Nos. | 26.4 | 2428.8
|  | pech killas | 184 | Nos. | 0.96333 | 177.25
| Rate analysis for : 1.00 Cum. |  | Total |  |  | 279212.05
|  |  | 15 % Contractor overhead |  |  | 41881.8
|  |  | Grand Total |  |  | 321093.85
7.02 | G1(10-1) | Local wood works for chaukhats with all complete. |  |  | Cum. | 158674.4 | 182475.56
| Resources | Level/Type | Quantity | Unit | Rate | Amount | Remarks
| Labour | Skilled | 34 | Nos. | 1200 | 40800
|  | Unskilled | 3.4 | Nos. | 870 | 2958
| Materials | Wood Local | 1.1 | Nos. | 102100.32 | 112310.35
|  | Hold fast | 92 | Nos. | 26.4 | 2428.8
|  | pech killas | 184 | Nos. | 0.96333 | 177.25
| Rate analysis for : 1.00 Cum. |  | Total |  |  | 158674.4
|  |  | 15 % Contractor overhead |  |  | 23801.16
|  |  | Grand Total |  |  | 182475.56
7.03 | G2(10-2) | 32 mm thick sal wood fully paneled shutter fixing work with all complete. Size of shutter 1.07 x 1.982 =2.114 Sqm. |  |  | Sqm. | 13757.46 | 15821.08
| Resources | Level/Type | Quantity | Unit | Rate | Amount | Remarks
| Labour | Skilled | 10 | Nos. | 1200 | 12000
|  | Unskilled | 1 | Nos. | 870 | 870
| Materials | Wood Sal | 0.071 | Cum. | 211680 | 15029.28 | For 38mm thick =0.084 & for 32mm thick=0.071 | 0.067648 | 0.067648
|  | Hinge 100 mm | 6 | Nos. | 66 | 396 |  | 0.07103 | 0.07103
|  | Towerbolt 150 mm. | 1 | Nos. | 79 | 79
|  | Towerbolt 300 mm. | 1 | Nos. | 110 | 110
|  | Lockingset 250 | 1 | Nos. | 358 | 358
|  | Handle | 2 | Nos. | 83 | 166
|  | Pech killas | L.S. |  |  | 75
| Rate analysis for : 2.114 Sqm. |  | Total |  |  | 29083.28
|  |  | 15 % Contractor overhead |  |  | 4362.49
|  |  | Grand Total |  |  | 33445.77
7.04 | G3(10-4) | 32 x 75 mm thick sal wood frame with 4 mm thick fully glazed shutter fixing work with all complete. Size of shutter 1.829 x 1.22 =2.23 Sqm. |  |  | Sqm. | 10135.43 | 11655.74
| Resources | Level/Type | Quantity | Unit | Rate | Amount | Remarks
| Labour | Skilled | 9 | Nos. | 1200 | 10800
|  | Unskilled | 0.9 | Nos. | 870 | 783
| Materials | Wood Sal | 0.041 | Cum. | 211680 | 8678.88 | For 38mm thick =0.049 & for 32mm thick=0.041 | 0.041263
|  | Glass 4 mm thick-Plane | 1.085 | Sqm. | 1378 | 1495.13
|  | Hinge 75 mm | 8 | Nos. | 44 | 352
|  | Towerbolt 100 mm. | 4 | Nos. | 63 | 252
|  | Handle | 2 | Nos. | 83 | 166
|  | Pech killas | L.S. |  |  | 75
| Rate analysis for : 2.23 Sqm. |  | Total |  |  | 22602.01
|  |  | 15 % Contractor overhead |  |  | 3390.3
|  |  | Grand Total |  |  | 25992.31
7.04a | G3(10-4) | 32 x 75 mm thick sal wood frame with 3 mm thick fully glazed shutter fixing work with all complete. Size of shutter 1.829 x 1.22 =2.23 Sqm. |  |  | Sqm. | 10055.14 | 11563.41
| Resources | Level/Type | Quantity | Unit | Rate | Amount | Remarks
| Labour | Skilled | 9 | Nos. | 1200 | 10800
|  | Unskilled | 0.9 | Nos. | 870 | 783
| Materials | Wood Sal | 0.041 | Cum. | 211680 | 8678.88 | For 38mm thick =0.049 & for 32mm thick=0.041
|  | Glass 3 mm thick-Plane | 1.085 | Sqm. | 1213 | 1316.1
|  | Hinge 75 mm | 8 | Sqm. | 44 | 352
|  | Towerbolt 100 mm. | 4 | Cum. | 63 | 252
|  | Handle | 2 | Nos. | 83 | 166
|  | Pech killas | L.S. |  |  | 75
| Rate analysis for : 2.23 Sqm. |  | Total |  |  | 22422.98
|  |  | 15 % Contractor overhead |  |  | 3363.44
|  |  | Grand Total |  |  | 25786.42
7.05 | G3(10-4) | 32 x 75 mm thick Gamhair wood frame with 4 mm thick fully glazed shutter fixing work with all complete. Size of shutter 1.829 x 1.22 =2.23 Sqm. |  |  | Sqm. | 7520.08 | 8648.1
| Resources | Level/Type | Quantity | Unit | Rate | Amount | Remarks
| Labour | Skilled | 9 | Nos. | 1200 | 10800
|  | Unskilled | 0.9 | Nos. | 870 | 783
| Materials | Wood Gamhair | 0.041 | Cum. | 69431.04 | 2846.67 | For 38mm thick =0.049 & for 32mm thick=0.041
|  | Glass 4 mm thick-Plane | 1.085 | Sqm. | 1378 | 1495.13
|  | Hinge 75 mm | 8 | Nos. | 44 | 352
|  | Towerbolt 100 mm. | 4 | Nos. | 63 | 252
|  | Handle | 2 | Nos. | 83 | 166
|  | Pech killas | L.S. |  |  | 75
| Rate analysis for : 2.23 Sqm. |  | Total |  |  | 16769.8
|  |  | 15 % Contractor overhead |  |  | 2515.47
|  |  | Grand Total |  |  | 19285.27
7.06 | G4(10-7) | 32 mm thick sal wood frame with 4 mm thick commercial plywood (bothside) flush shutter fixing with all complete. Size of shutter 1.092 x 2.058 =2.245 Sqm. |  |  | Sqm. | 8226 | 9459.9
| Resources | Level/Type | Quantity | Unit | Rate | Amount | Remarks
| Labour | Skilled | 7 | Nos. | 1200 | 8400
|  | Unskilled | 0.7 | Nos. | 870 | 609
| Materials | Wood Sal | 0.0291 | Cum. | 211680 | 6159.88 | For 38mm thick =0.0346 & for 32mm thick=0.0291 | 0.029137
|  | Ply wood 4 mm thick commercial | 4.65 | Sqm. | 290 | 1348.5
|  | Hinge 100 mm | 3 | Nos. | 66 | 198
|  | Towerbolt 150 mm. | 2 | Nos. | 79 | 158
|  | Mortice lock(Brass) | 1 | Nos. | 1544 | 1544
|  | Pech killas | L.S. |  |  | 50
| Rate analysis for : 2.245 Sqm. |  | Total |  |  | 18467.38
|  |  | 15 % Contractor overhead |  |  | 2770.1
|  |  | Grand Total |  |  | 21237.48
7.07 | G4(10-8) | 32 mm thick sal wood frame with 3 mm thick TEAK plywood (Both side ) flush shutter fixing with all complete. Size of shutter 1.092 x 2.058 =2.245 Sqm. |  |  | Sqm. | 7625.33 | 8769.13
| Resources | Level/Type | Quantity | Unit | Rate | Amount | Remarks
| Labour | Skilled | 7 | Nos. | 1200 | 8400
|  | Unskilled | 0.7 | Nos. | 870 | 609
| Materials | Wood Sal | 0.0291 | Cum. | 211680 | 6159.88 | For 38mm thick =0.0346 & for 32mm thick=0.0291
|  | Ply wood 4 mm thick Teak | 2.325 | Sqm. | 0 | 0
|  | Hinge 100 mm | 3 | Nos. | 66 | 198
|  | Towerbolt 150 mm. | 2 | Nos. | 79 | 158
|  | Mortice lock(Brass) | 1 | Nos. | 1544 | 1544
|  | Pech killas | L.S. |  |  | 50
| Rate analysis for : 2.245 Sqm. |  | Total |  |  | 17118.88
|  |  | 15 % Contractor overhead |  |  | 2567.83
|  |  | Grand Total |  |  | 19686.71
7.08 | G4(10-9) | 32 mm thick sal wood frame with 26 Bwg G.I. plane sheet (bothside) shutter fixing with all complete. Size of shutter 1.092 x 2.058 =2.245 Sqm. |  |  | Sqm. | 7119.76 | 8187.73
| Resources | Level/Type | Quantity | Unit | Rate | Amount | Remarks
| Labour | Skilled | 7 | Nos. | 1200 | 8400
|  | Unskilled | 0.7 | Nos. | 870 | 609
| Materials | Wood Sal | 0.0291 | Cum. | 211680 | 6159.88 | For 38mm thick =0.0346 & for 32mm thick=0.0291
|  | GI plane sheet 26 gauge | 4.65 | Sqm. | 0 | 0
|  | Hinge 100 mm | 3 | Nos. | 66 | 198
|  | Towerbolt 150 mm. | 2 | Nos. | 63 | 126
|  | Handle | 1 | Nos. | 83 | 83
|  | Lockingset 250 mm. | 1 | Nos. | 358 | 358
|  | Pech killas | L.S. |  |  | 50
| Rate analysis for : 2.245 Sqm. |  | Total |  |  | 15983.88
|  |  | 15 % Contractor overhead |  |  | 2397.58
|  |  | Grand Total |  |  | 18381.46
7.09 | G4(10-10) | 38 mm thick sal wood frame with 24 Bwg G.I. mosquito proof & Expanded metal net net shutter fixing with all complete. Size of shutter 1.092 x 2.058 =2.245 Sqm. |  |  | Sqm. | #VALUE! | #VALUE!
| Resources | Level/Type | Quantity | Unit | Rate | Amount | Remarks
| Labour | Skilled | 5 | Nos. | 1200 | 6000
|  | Unskilled | 0.5 | Nos. | 870 | 435
| Materials | Wood Sal | 0.026 | Cum. | 211680 | 5503.68
|  | Mosquito proof net | 2.13 | Sqm. | . | #VALUE!
|  | Expanded metal | 2.13 | Sqm. | 0 | 0
|  | Hinge 100 mm | 3 | Nos. | 0 | 0
|  | Towerbolt 150 mm. | 2 | Nos. | 88.8 | 177.6
|  | Handle | 2 | Nos. | 83 | 166
|  | Door spring | 1 | Nos. | 303 | 303
|  | Pech killas | L.S. |  |  | 50
| Rate analysis for : 2.245 Sqm. |  | Total |  |  | #VALUE!
|  |  | 15 % Contractor overhead |  |  | #VALUE!
|  |  | Grand Total |  |  | #VALUE!
7.1 | G4(10-10) | 32 mm thick sal wood frame with 24 Bwg G.I. mosquito proof net shutter fixing with all complete. Size of shutter 1.092 x 2.058 =2.245 Sqm. |  |  | Sqm. | 5590.83 | 6429.45
| Resources | Level/Type | Quantity | Unit | Rate | Amount | Remarks
| Labour | Skilled | 5 | Nos. | 1200 | 6000
|  | Unskilled | 0.5 | Nos. | 870 | 435
| Materials | Wood Sal | 0.0218 | Cum. | 211680 | 4614.62 | For 38mm thick =0.0346 & for 32mm thick=0.0218 |  | 0.021895
|  | Mosquito proof net 24 mess good quality | 2.13 | Sqm. | 290.52 | 618.8
|  | Hinge 100 mm | 3 | Nos. | 66 | 198
|  | Towerbolt 150 mm. | 2 | Nos. | 83 | 166
|  | Handle | 2 | Nos. | 83 | 166
|  | Door spring | 1 | Nos. | 303 | 303
|  | Pech killas | L.S. |  |  | 50
| Rate analysis for : 2.245 Sqm. |  | Total |  |  | 12551.42
|  |  | 15 % Contractor overhead |  |  | 1882.71
|  |  | Grand Total |  |  | 14434.13
7.11 | G5(10-11B) | 4 mm thick plane glass fixing work with wooden listies. |  |  | Sqm. | 1522.87 | 1751.3
| Resources | Level/Type | Quantity | Unit | Rate | Amount | Remarks
| Labour | Skilled | 0.06 | Nos. | 1200 | 72
|  | Unskilled | 0.006 | Nos. | 870 | 5.22
| Materials | Glass 4 mm thick-Plane | 1 | Sqm. | 1378 | 1378
|  | Wooden listies ½" | 4.05 | Rmtr. | 13 | 52.65
|  | Killas | L.S. |  |  | 15
| Rate analysis for : 1.00 Sqm. |  | Total |  |  | 1522.87
|  |  | 15 % Contractor overhead |  |  | 228.43
|  |  | Grand Total |  |  | 1751.3
7.12 | G5(10-11B) | 26 Bwg plane sheet fixing work with wooden listies. |  |  | Sqm. | 144.87 | 166.6
| Resources | Level/Type | Quantity | Unit | Rate | Amount | Remarks
| Labour | Skilled | 0.06 | Nos. | 1200 | 72
|  | Unskilled | 0.006 | Nos. | 870 | 5.22
| Materials | GI plane sheet 26 gauge | 1 | Sqm. | 0 | 0
|  | Wooden listies ¾" | 4.05 | Sqm. | 13 | 52.65
|  | Killas | L.S. |  |  | 15
| Rate analysis for : 1.00 Sqm. |  | Total |  |  | 144.87
|  |  | 15 % Contractor overhead |  |  | 21.73
|  |  | Grand Total |  |  | 166.6
7.13 | G6(10-12) | 4 mm thick ply wood fixing work with wooden listies. |  |  | Sqm. | 449.37 | 516.77
| Resources | Level/Type | Quantity | Unit | Rate | Amount | Remarks
| Labour | Skilled | 0.06 | Nos. | 1200 | 72
|  | Unskilled | 0.006 | Nos. | 870 | 5.22
| Materials | Ply wood 4 mm thick commercial | 1.05 | Sqm. | 290 | 304.5
|  | Wooden listies 1" | 4.05 | Sqm. | 13 | 52.65
|  | Killas | L.S. |  |  | 15
| Rate analysis for : 1.00 Sqm. |  | Total |  |  | 449.37
|  |  | 15 % Contractor overhead |  |  | 67.4
|  |  | Grand Total |  |  | 516.77
7.14 | G5(10-11B) | Mosquito proof net fixing work with wooden listies. |  |  | Sqm. | 435.39 | 500.69
| Resources | Level/Type | Quantity | Unit | Rate | Amount | Remarks
| Labour | Skilled | 0.06 | Nos. | 1200 | 72
|  | Unskilled | 0.006 | Nos. | 870 | 5.22
| Materials | Mosquito proof net | 1 | Sqm. | 290.52 | 290.52
|  | Wooden listies ¾" | 4.05 | Rmtr. | 13 | 52.65
|  | Killas | L.S. |  |  | 15
| Rate analysis for : 1.00 Sqm. |  | Total |  |  | 435.39
|  |  | 15 % Contractor overhead |  |  | 65.3
|  |  | Grand Total |  |  | 500.69
7.15 | G5(10-11B) | Mosquito proof & Expanded metal net fixing work with wooden listies. |  |  | Sqm. | 521.39 | 599.59
| Resources | Level/Type | Quantity | Unit | Rate | Amount | Remarks
| Labour | Skilled | 0.06 | Nos. | 1200 | 72
|  | Unskilled | 0.006 | Nos. | 870 | 5.22
| Materials | Mosquito proof net | 1 | Sqm. | 290.52 | 290.52
|  | Expanded metal | 1 | Sqm. | 86 | 86
|  | Wooden listies 1" | 4.05 | Rmtr. | 13 | 52.65
|  | Killas | L.S. |  |  | 15
| Rate analysis for : 1.00 Sqm. |  | Total |  |  | 521.39
|  |  | 15 % Contractor overhead |  |  | 78.2
|  |  | Grand Total |  |  | 599.59
7.16 | 10-16-A | False ceiling of 6 mm thick commerical plywood with 50 mm x 75 mm size local wood frame of box size 0.600 x 0.900 m and fixing of wooden listy in joints |  |  | Sqm. | 2667.23 | 3067.31
| Resources | Level/Type | Quantity | Unit | Rate | Amount | Remarks
| Labour | Skilled | 23 | Nos. | 1200 | 27600
|  | Unskilled | 2.3 | Nos. | 870 | 2001
| Materials | Wood Local | 0.45 | Cum. | 102100.32 | 45945.14
|  | Ply wood 6 mm thick commercial | 37.5 | Sqm. | 473.44 | 17754
|  | Wooden listies 1½" | 100 | Rmtr. | 13 | 1300 | L.S.
|  | Killas |  | Kg. | 0 | 300 | L.S.
| Rate analysis for : 35.58 Sqm. |  | Total |  |  | 94900.14
|  |  | 15 % Contractor overhead |  |  | 14235.02
|  |  | Grand Total |  |  | 109135.16
7.17 | G7(10-21) | Torsteel reinforcement bar fixing work in window frame with all complete, |  |  | Kg. | 151.65 | 174.39
| Resources | Level/Type | Quantity | Unit | Rate | Amount | Remarks
| Labour | Skilled | 20 | Nos. | 1200 | 24000
|  | Unskilled | 20 | Nos. | 870 | 17400
| Materials | TOR/TMT reinforcement bar | 1.05 | M.T. | 105000 | 110250
| Rate analysis for : 1.00 M.T. |  | Total |  |  | 151650
|  |  | 15 % Contractor overhead |  |  | 22747.5
|  |  | Grand Total |  |  | 174397.5
7.18 | G8(10-3 & 10-7) | 32 x100mm thick sal wood frame with 12 mm thick commercial plywood paneled & one side 4 mm thick Teak plywood paneled shutter fixing with all complete. Size of shutter 1.092 x 2.058 =2.245 Sqm. |  |  | Sqm. | 9758.69 | 11222.49
| Resources | Level/Type | Quantity | Unit | Rate | Amount | Remarks
| Labour | Skilled | 7 | Nos. | 1200 | 8400
|  | Unskilled | 0.7 | Nos. | 870 | 609
| Materials | Wood Sal | 0.0291 | Cum. | 211680 | 6159.88 | For 38mm thick =0.0346 & for 32mm thick=0.0291 |  | 0.029137
|  | Ply wood 12 mm thick commercial | 1.9 | Sqm. | 690 | 1311
|  | Ply wood 4 mm thick Teak | 1.9 | Sqm. | 0 | 0
|  | Wooden listies ¾" | 7.434 | Rmtr. | 441 | 3278.39
|  | Fevicol | L.S. |  |  | 200
|  | Hinge 100 mm | 3 | Nos. | 66 | 198
|  | Towerbolt 150 mm. | 2 | Nos. | 79 | 158
|  | Mortice lock(Brass) | 1 | Nos. | 1544 | 1544
|  | Pech killas | L.S. |  |  | 50
| Rate analysis for : 2.245 Sqm. |  | Total |  |  | 21908.27
|  |  | 15 % Contractor overhead |  |  | 3286.24
|  |  | Grand Total |  |  | 25194.51
7.19 | G9(10-3 & 10-7) | 32 x100mm thick sal wood frame with 12 mm thick commercial plywood paneled & both side 4 mm thick Teak plywood paneled shutter fixing with all complete. Size of shutter 1.092 x 2.058 =2.245 Sqm. |  |  | Sqm. | 11219 | 12901.84
| Resources | Level/Type | Quantity | Unit | Rate | Amount | Remarks
| Labour | Skilled | 7 | Nos. | 1200 | 8400
|  | Unskilled | 0.7 | Nos. | 870 | 609
| Materials | Wood Sal | 0.0291 | Cum. | 211680 | 6159.88 | For 38mm thick =0.0346 & for 32mm thick=0.0291 | 0.029137
|  | Ply wood 12 mm thick commercial | 1.9 | Sqm. | 690 | 1311
|  | Ply wood 4 mm thick Teak | 3.8 | Sqm. | 0 | 0
|  | Wooden listies ¾" | 14.868 | Rmtr. | 441 | 6556.78
|  | Fevicol | L.S. |  | 0 | 200
|  | Hinge 100 mm | 3 | Nos. | 66 | 198
|  | Towerbolt 150 mm. | 2 | Nos. | 79 | 158
|  | Mortice lock(Brass) | 1 | Nos. | 1544 | 1544
|  | Pech killas | L.S. |  |  | 50
| Rate analysis for : 2.245 Sqm. |  | Total |  |  | 25186.66
|  |  | 15 % Contractor overhead |  |  | 3777.99
|  |  | Grand Total |  |  | 28964.65
7.2 | G10(10-3 & 10-7) | 32 x100mm thick sal wood frame with 12 mm thick water proof plywood paneled & one side 4 mm thick Teak plywood paneled shutter fixing with all complete. Size of shutter 1.092 x 2.058 =2.245 Sqm. |  |  | Sqm. | 9758.69 | 11222.49
| Resources | Level/Type | Quantity | Unit | Rate | Amount | Remarks
| Labour | Skilled | 7 | Nos. | 1200 | 8400
|  | Unskilled | 0.7 | Nos. | 870 | 609
| Materials | Wood Sal | 0.0291 | Cum. | 211680 | 6159.88 | For 38mm thick =0.0346 & for 32mm thick=0.0291 | 0.029137
|  | Ply wood 12 mm thick water proof | 1.9 | Sqm. | 690 | 1311
|  | Ply wood 4 mm thick Teak | 1.9 | Sqm. | 0 | 0
|  | Wooden listies ¾" | 7.434 | Rmtr. | 441 | 3278.39
|  | Fevicol | L.S. |  | 0 | 200
|  | Hinge 100 mm | 3 | Nos. | 66 | 198
|  | Towerbolt 150 mm. | 2 | Nos. | 79 | 158
|  | Mortice lock(Brass) | 1 | Nos. | 1544 | 1544
|  | Pech killas | L.S. |  |  | 50
| Rate analysis for : 2.245 Sqm. |  | Total |  |  | 21908.27
|  |  | 15 % Contractor overhead |  |  | 3286.24
|  |  | Grand Total |  |  | 25194.51
H - FLOORING WORK
8.01 | H1(11-1A) | 25 mm or 1" thick P.C.C. (1:2:4) work in floor with all complete. |  |  | Sqm. | 456.99 | 525.53
| Resources | Level/Type | Quantity | Unit | Rate | Amount | Remarks
| Labour | Skilled | 1.1 | Nos. | 1200 | 1320
|  | Unskilled | 1.5 | Nos. | 870 | 1305
| Materials | Cement | 0.09 | M.T. | 14000 | 1260
|  | Sand | 0.12 | Cum. | 2200 | 264
|  | Aggrigate 12 mm-River bed | 0.23 | Cum. | 1830 | 420.9
| Rate analysis for :10.00 Sqm. |  | Total |  |  | 4569.9
|  |  | 15 % Contractor overhead |  |  | 685.48
|  |  | Grand Total |  |  | 5255.38
8.02 | H1(11-1B) | 38 mm or 1½" thick P.C.C. (1:2:4) work in floor with all complete. |  |  | Sqm. | 611.48 | 703.2
| Resources | Level/Type | Quantity | Unit | Rate | Amount | Remarks
| Labour | Skilled | 1.25 | Nos. | 1200 | 1500
|  | Unskilled | 2 | Nos. | 870 | 1740
| Materials | Cement | 0.13 | M.T. | 14000 | 1820
|  | Sand | 0.18 | Cum. | 2200 | 396
|  | Aggrigate 12 mm-River bed | 0.36 | Cum. | 1830 | 658.8
| Rate analysis for :10.00 Sqm. |  | Total |  |  | 6114.8
|  |  | 15 % Contractor overhead |  |  | 917.22
|  |  | Grand Total |  |  | 7032.02
8.03 | H1(11-1C) | 50 mm or 2" thick P.C.C. (1:2:4) work in floor with all complete. |  |  | Sqm. | 740.28 | 851.32
| Resources | Level/Type | Quantity | Unit | Rate | Amount | Remarks
| Labour | Skilled | 1.25 | Nos. | 1200 | 1500
|  | Unskilled | 2.5 | Nos. | 870 | 2175
| Materials | Cement | 0.17 | M.T. | 14000 | 2380
|  | Sand | 0.23 | Cum. | 2200 | 506
|  | Aggrigate 20 mm-River bed | 0.46 | Cum. | 1830 | 841.8
| Rate analysis for :10.00 Sqm. |  | Total |  |  | 7402.8
|  |  | 15 % Contractor overhead |  |  | 1110.42
|  |  | Grand Total |  |  | 8513.22
8.04 | H1(11-1D) | 75 mm or 3" thick P.C.C. (1:2:4) work in floor with all complete. |  |  | Sqm. | 974.24 | 1120.37
| Resources | Level/Type | Quantity | Unit | Rate | Amount | Remarks
| Labour | Skilled | 1.25 | Nos. | 1200 | 1500
|  | Unskilled | 3 | Nos. | 870 | 2610
| Materials | Cement | 0.26 | M.T. | 14000 | 3640
|  | Sand | 0.34 | Cum. | 2200 | 748
|  | Aggrigate 20 mm-River bed | 0.68 | Cum. | 1830 | 1244.4
| Rate analysis for :10.00 Sqm. |  | Total |  |  | 9742.4
|  |  | 15 % Contractor overhead |  |  | 1461.36
|  |  | Grand Total |  |  | 11203.76
8.05 | H2(11-2) | 25 mm thick mosaic flooring with 20 mm thick P.C.C. (1:2:4) & 5 mm thick white cement marble chips1:1 rubbing & polishing work with all complete. |  |  | Sqm. | 2467.28 | 2837.37
| Resources | Level/Type | Quantity | Unit | Rate | Amount | Remarks
| Labour | Skilled | 2.5 | Nos. | 1200 | 3000
|  | Unskilled | 16 | Nos. | 870 | 13920
| Materials | Cement | 0.065 | M.T. | 14000 | 910
|  | Sand | 0.088 | Cum. | 2200 | 193.6
|  | Aggrigate 12 mm-River bed | 0.176 | Cum. | 1830 | 322.08
|  | White cement | 0.061 | M.T. | 26400 | 1610.4
|  | Marble chips 3 mm | 0.061 | Cum. | 65500 | 3995.5
|  | Oxalic acid powder | 0.365 | Kg. | 191 | 69.71
|  | Main Polish | 0.118 | Kg. | 578 | 68.2
|  | Tarpaintain oil | 0.538 | Ltr. | 140 | 75.32
|  | Carborendam Stone11 | 2 | Nos. | 254 | 508 | L.S. 2 Nos.
| Rate analysis for :10.00 Sqm. |  | Total |  |  | 24672.81
|  |  | 15 % Contractor overhead |  |  | 3700.92
|  |  | Grand Total |  |  | 28373.73
8.06 | H3(11-3) | 25 mm thick mosaic flooring with 19 mm thick cement sand plaster 1:2 & 6 mm thick white cement marble chips1:1 rubbing & polishing work with all complete. |  |  | Sqm. | 4318.82 | 4966.64
| Resources | Level/Type | Quantity | Unit | Rate | Amount | Remarks
| Labour | Skilled | 3.5 | Nos. | 1200 | 4200
|  | Unskilled | 36 | Nos. | 870 | 31320
| Materials | Cement | 0.121 | M.T. | 14000 | 1694
|  | Sand river washed | 0.165 | Cum. | 2200 | 363
|  | White cement | 0.069 | M.T. | 26400 | 1821.6
|  | Marble chips 3 mm | 0.047 | Cum. | 65500 | 3078.5
|  | Oxalic acid powder | 0.34 | Kg. | 191 | 64.94
|  | Main Polish | 0.118 | Kg. | 578 | 68.2
|  | Tarpaintain oil | 0.5 | Ltr. | 140 | 70
|  | Carborendam Stone | 2 | Nos. | 254 | 508 | 2 Nos.
| Rate analysis for :10.00 Sqm. |  | Total |  |  | 43188.24
|  |  | 15 % Contractor overhead |  |  | 6478.23
|  |  | Grand Total |  |  | 49666.47
8.07 | H4(11-4) | 20 mm thick mosaic flooring with 12.5mm thick cement sand plaster 1:2 & 6 mm thick white cement marble chips1:1 rubbing & polishing work with all complete. |  |  | Sqm. | 4410.16 | 5071.69
| Resources | Level/Type | Quantity | Unit | Rate | Amount | Remarks
| Labour | Skilled | 3.5 | Nos. | 1200 | 4200
|  | Unskilled | 36 | Nos. | 870 | 31320
| Materials | Cement | 0.089 | M.T. | 14000 | 1246
|  | Sand river washed | 0.122 | Cum. | 2200 | 268.4
|  | White cement | 0.089 | M.T. | 26400 | 2349.6
|  | Marble chips 3 mm | 0.061 | Cum. | 65500 | 3995.5
|  | Oxalic acid powder | 0.37 | Kg. | 191 | 70.67
|  | Main Polish | 0.118 | Kg. | 578 | 68.2
|  | Tarpaintain oil | 0.538 | Ltr. | 140 | 75.32
|  | Carborendam Stone | 2 | Nos. | 254 | 508 | 2 Nos.
| Rate analysis for :10.00 Sqm. |  | Total |  |  | 44101.69
|  |  | 15 % Contractor overhead |  |  | 6615.25
|  |  | Grand Total |  |  | 50716.94
8.08 | H5(11-5) | Terrazzo tile paving with 20 mm thick cement sand mortar 1:4 rubbing & polishing work with all complete. |  |  | Sqm. | 3476.51 | 3997.99
| Resources | Level/Type | Quantity | Unit | Rate | Amount | Remarks
| Labour | Skilled | 2 | Nos. | 1200 | 2400
|  | Unskilled | 12.6 | Nos. | 870 | 10962
| Materials | Terrazzo tile 20 mm thick | 11 | Sqm. | 1733 | 19063
|  | Cement | 0.081 | M.T. | 14000 | 1134
|  | Sand river washed | 0.22 | Cum. | 2200 | 484
|  | Oxalic acid powder | 0.37 | Kg. | 191 | 70.67
|  | Main Polish | 0.118 | Kg. | 578 | 68.2
|  | Tarpaintain oil | 0.538 | Ltr. | 140 | 75.32
|  | Carborendam Stone | 2 | Nos. | 254 | 508 | 2 Nos.
| Rate analysis for :10.00 Sqm. |  | Total |  |  | 34765.19
|  |  | 15 % Contractor overhead |  |  | 5214.77
|  |  | Grand Total |  |  | 39979.96
8.09 | 11-6 | 12-14 mm thick marble tile paving with 20 mm thick cement sand mortar 1:2 rubbing & polishing work with all complete. |  |  | Sqm. | 4691.87 | 5395.66
| Resources | Level/Type | Quantity | Unit | Rate | Amount | Remarks
| Labour | Skilled | 2 | Nos. | 1200 | 2400
|  | Unskilled | 8 | Nos. | 870 | 6960
|  | Unskilled (Ghotne Jyami) | 13.5 | Nos. | 870 | 11745
| Materials | Marble tile Color 12-14 mm | 11 | Sqm. | 2079 | 22869
|  | Cement | 0.13 | M.T. | 14000 | 1820
|  | Sand river washed | 0.183 | Cum. | 2200 | 402.6
|  | Oxalic acid powder | 0.37 | Kg. | 191 | 70.67
|  | Main Polish | 0.118 | Kg. | 578 | 68.2
|  | Turpentine oil floor finishing | 0.538 | Ltr. | 140 | 75.32
|  | Carborundam Stone(Sharpenning Stone) | 2 | Nos. | 254 | 508 | L.S. 2 Nos.
| Rate analysis for :10.00 Sqm. |  | Total |  |  | 46918.79
|  |  | 15 % Contractor overhead |  |  | 7037.81
|  |  | Grand Total |  |  | 53956.6
8.1 | H6(11-7) | Porcelain glazed /non glazed tile paving work in cement sand (1:4) mortar |  |  | Sqm. | 3978.16 | 4574.88
| Resources | Level/Type | Quantity | Unit | Rate | Amount | Remarks
| Labour | Skilled | 13 | Nos. | 1200 | 15600
|  | Unskilled | 4.5 | Nos. | 870 | 3915
| Materials | Porecelain glazed/non glazed tile | 11 | Sqm. | 1733 | 19063
|  | Cement | 0.056 | M.T. | 14000 | 784
|  | Sand river washed | 0.152 | Cum. | 2200 | 334.4
|  | White cement | 3.228 | Kg. | 26.4 | 85.21
| Rate analysis for :10.00 Sqm. |  | Total |  |  | 39781.61
|  |  | 15 % Contractor overhead |  |  | 5967.24
|  |  | Grand Total |  |  | 45748.85
8.11 | H6(11-7) | Spartik Non-glazed tile paving work in cement sand (1:4) mortar |  |  | Sqm. | #VALUE! | #VALUE!
| Resources | Level/Type | Quantity | Unit | Rate | Amount | Remarks
| Labour | Skilled | 13 | Nos. | 1200 | 15600
|  | Unskilled | 4.5 | Nos. | 870 | 3915
| Materials | Spartik non glazed tile | 11 | Sqm. | . | #VALUE!
|  | Cement | 0.056 | M.T. | 14000 | 784
|  | Sand river washed | 0.152 | Cum. | 2200 | 334.4
|  | White cement | 3.228 | Kg. | 26.4 | 85.21
| Rate analysis for :10.00 Sqm. |  | Total |  |  | #VALUE!
|  |  | 15 % Contractor overhead |  |  | #VALUE!
|  |  | Grand Total |  |  | #VALUE!
8.12 | H12(11-12) | Flat Brick paving in 1:6 & cement sand pointing in1:2 in joints |  |  | Sqm. | 1440.33 | 1656.37
| Resources | Level/Type | Quantity | Unit | Rate | Amount | Remarks
| Labour | Skilled | 2.25 | Nos. | 1200 | 2700
|  | Unskilled | 3.25 | Nos. | 870 | 2827.5
| Materials | Brick chimney | 560 | Nos. | 13 | 7280
|  | Cement | 0.078 | M.T. | 14000 | 1092
|  | Sand river washed | 0.229 | Cum. | 2200 | 503.8
| Rate analysis for :10.00 Sqm. |  | Total |  |  | 14403.3
|  |  | 15 % Contractor overhead |  |  | 2160.49
|  |  | Grand Total |  |  | 16563.79
8.13 | H13(11-13) | Edge Brick paving in 1:6 & cement sand pointing in1:2 in joints |  |  | Sqm. | 1280.82 | 1472.94
| Resources | Level/Type | Quantity | Unit | Rate | Amount | Remarks
| Labour | Skilled | 1.1 | Nos. | 1200 | 1320
|  | Unskilled | 1.8 | Nos. | 870 | 1566
| Materials | Brick chimney | 560 | Nos. | 13 | 7280
|  | Cement | 0.121 | M.T. | 14000 | 1694
|  | Sand river washed | 0.431 | Cum. | 2200 | 948.2
| Rate analysis for :10.00 Sqm. |  | Total |  |  | 12808.2
|  |  | 15 % Contractor overhead |  |  | 1921.23
|  |  | Grand Total |  |  | 14729.43
8.14 | H15(11-15A) | Dry flat Brick paving work |  |  | Sqm. | 769.25 | 884.63 | 884.637
| Resources | Level/Type | Quantity | Unit | Rate | Amount | Remarks
| Labour | Skilled | 0.5 | Nos. | 1200 | 600
|  | Unskilled | 1 | Nos. | 870 | 870
| Materials | Brick chimney | 358.5 | Nos. | 13 | 4660.5
|  | Sand river washed | 0.71 | Cum. | 2200 | 1562
| Rate analysis for :10.00 Sqm. |  | Total |  |  | 7692.5
|  |  | 15 % Contractor overhead |  |  | 1153.87
|  |  | Grand Total |  |  | 8846.37
8.15 | H15(11-15A) | Dry flat Brick (Brick Bat ) paving work |  |  | Sqm. | 536.22 | 616.65
| Resources | Level/Type | Quantity | Unit | Rate | Amount | Remarks
| Labour | Skilled | 0.5 | Nos. | 1200 | 600
|  | Unskilled | 1 | Nos. | 870 | 870
| Materials | Brick Bat | 358.5 | Nos. | 6.5 | 2330.25 | 50% brick rate
|  | Sand river washed | 0.71 | Cum. | 2200 | 1562
| Rate analysis for :10.00 Sqm. |  | Total |  |  | 5362.25
|  |  | 15 % Contractor overhead |  |  | 804.33
|  |  | Grand Total |  |  | 6166.58
8.16 | H15(11-15B) | Dry edge Brick paving work |  |  | Sqm. | 1286.95 | 1479.99
| Resources | Level/Type | Quantity | Unit | Rate | Amount | Remarks
| Labour | Skilled | 1 | Nos. | 1200 | 1200
|  | Unskilled | 3.25 | Nos. | 870 | 2827.5
| Materials | Brick chimney | 560 | Nos. | 13 | 7280
|  | Sand river washed | 0.71 | Cum. | 2200 | 1562
| Rate analysis for :10.00 Sqm. |  | Total |  |  | 12869.5
|  |  | 15 % Contractor overhead |  |  | 1930.42
|  |  | Grand Total |  |  | 14799.92
| Note : | 1.00 Cum Brick bat=438 Brick
8.17 | H15(11-15B) | Dry edge Brick (Brick Bat ) paving work |  |  | Sqm. | 916.45 | 1053.91
| Resources | Level/Type | Quantity | Unit | Rate | Amount | Remarks
| Labour | Skilled | 1 | Nos. | 1200 | 1200
|  | Unskilled | 3.25 | Nos. | 870 | 2827.5
| Materials | Brick Bat | 550 | Nos. | 6.5 | 3575 | 50% brick rate
|  | Sand river washed | 0.71 | Cum. | 2200 | 1562
| Rate analysis for :10.00 Sqm. |  | Total |  |  | 9164.5
|  |  | 15 % Contractor overhead |  |  | 1374.67
|  |  | Grand Total |  |  | 10539.17
8.18 | H16( 11-16) | Stone filling in floor with sand lead up to 30 mtr. |  |  | Cum. | 7908 | 9094.2
| Resources | Level/Type | Quantity | Unit | Rate | Amount | Remarks
| Labour | Skilled | 1 | Nos. | 1200 | 1200
|  | Unskilled | 3.5 | Nos. | 870 | 3045
| Materials | Stone block | 1.1 | Cum. | 1910 | 2101
|  | Sand Local | 0.71 | Cum. | 2200 | 1562
| Rate analysis for :1.00 Cum. |  | Total |  |  | 7908
|  |  | 15 % Contractor overhead |  |  | 1186.2
|  |  | Grand Total |  |  | 9094.2
8.19 | H17( 11-17) | Edge brick paving with sand packing in voids & cement sand (1:3) flush pointing in top surface. |  |  | Sqm. | 1353 | 1555.95
| Resources | Level/Type | Quantity | Unit | Rate | Amount | Remarks
| Labour | Skilled | 2 | Nos. | 1200 | 2400
|  | Unskilled | 4 | Nos. | 870 | 3480
| Materials | Brick chimney | 550 | Cum. | 13 | 7150
|  | cement | 0.02 | Cum. | 14000 | 280
|  | Sand river washed | 0.1 | Cum. | 2200 | 220
| Rate analysis for :10.00 Sqm. |  | Total |  |  | 13530
|  |  | 15 % Contractor overhead |  |  | 2029.5
|  |  | Grand Total |  |  | 15559.5
8.2 | H19( 11-19A) | Sand filling work |  |  | Cum. | 3200 | 3680
| Resources | Level/Type | Quantity | Unit | Rate | Amount | Remarks
| Labour | Skilled | 6.5 | Nos. | 1200 | 7800
| Materials | Sand river washed | 11 | Cum. | 2200 | 24200
| Rate analysis for :10.00 Cum. |  | Total |  |  | 32000
|  |  | 15 % Contractor overhead |  |  | 4800
|  |  | Grand Total |  |  | 36800
8.21 | H19( 11-19B) | 15-15 cm. Brick bat filling work. |  |  | Cum. | 1207.15 | 1388.22
| Resources | Level/Type | Quantity | Unit | Rate | Amount | Remarks
| Labour | Skilled | 10 | Nos. | 1200 | 12000
| Materials | Brick bat | 11 | Cum. | 6.5 | 71.5
| Rate analysis for :10.00 Cum. |  | Total |  |  | 12071.5
|  |  | 15 % Contractor overhead |  |  | 1810.72
|  |  | Grand Total |  |  | 13882.22
8.22 | H20( 11-20) | 3 mm thick neat cement punning work. |  |  | Sqm. | 281.48 | 323.7
| Resources | Level/Type | Quantity | Unit | Rate | Amount | Remarks
| Labour | Skilled | 1 | Nos. | 1200 | 1200
|  | Unskilled | 1 | Nos. | 870 | 870
| Materials | Cement | 53.2 | Kg. | 14 | 744.8
| Rate analysis for :10.00 Sqm. |  | Total |  |  | 2814.8
|  |  | 15 % Contractor overhead |  |  | 422.22
|  |  | Grand Total |  |  | 3237.02
8.23 | H21(11-21) | 25 mm thick Sal wood planking work with 50x75 mm sal wood frame in 600x600 mm |  |  | Sqm. | 9768.27 | 11233.51
| Resources | Level/Type | Quantity | Unit | Rate | Amount | Remarks
| Labour | Skilled | 6.5 | Nos. | 1200 | 7800
|  | Unskilled | 0.65 | Nos. | 870 | 565.5
| Materials | Wood Sal | 0.421 | Cum. | 211680 | 89117.28
|  | Killa | L.S. |  |  | 200
| Rate analysis for :10.00 Sqm. |  | Total |  |  | 97682.78
|  |  | 15 % Contractor overhead |  |  | 14652.41
|  |  | Grand Total |  |  | 112335.19
8.24 | H24( 11-20) | 3 mm thick neat Plaster of Paris punning work. |  |  | Sqm. | 526.2 | 605.13
| Resources | Level/Type | Quantity | Unit | Rate | Amount | Remarks
| Labour | Skilled | 1 | Nos. | 1200 | 1200
|  | Unskilled | 1 | Nos. | 870 | 870
| Materials | Plaster of Paris | 53.2 | Kg. | 60 | 3192
| Rate analysis for :10.00 Sqm. |  | Total |  |  | 5262
|  |  | 15 % Contractor overhead |  |  | 789.3
|  |  | Grand Total |  |  | 6051.3
8.25 | H25(11-7) | Clay tile(Machine Made) paving work in cement sand (1:4) mortar |  |  | Sqm. | 2065.98 | 2375.88
| Resources | Level/Type | Quantity | Unit | Rate | Amount | Remarks
| Labour | Skilled | 13 | Nos. | 1200 | 15600
|  | Unskilled | 4.5 | Nos. | 870 | 3915
| Materials | clay tile(Machine Made) | 11 | Sqm. | 2.407 | 26.47
|  | Cement | 0.056 | M.T. | 14000 | 784
|  | Sand river washed | 0.152 | Cum. | 2200 | 334.4
| Rate analysis for :10.00 Sqm. |  | Total |  |  | 20659.87
|  |  | 15 % Contractor overhead |  |  | 3098.98
|  |  | Grand Total |  |  | 23758.85
8.26 | H26(11-6) | Granite 13-16 mm thick paving with 20 mm thick cement sand mortar 1:2 rubbing & polishing work with all complete. |  |  | Sqm. | 2404.97 | 2765.72
| Resources | Level/Type | Quantity | Unit | Rate | Amount | Remarks
| Labour | Skilled | 2 | Nos. | 1200 | 2400
|  | Unskilled | 8 | Nos. | 870 | 6960
| Materials | Granite 13-16 mm thick | 11 | Sqm. | 0 | 0
|  | Cement | 0.13 | M.T. | 14000 | 1820
|  | Sand river washed | 0.183 | Cum. | 2200 | 402.6
|  | Oxalic acid powder | 0.37 | Kg. | 191 | 70.67
|  | Main Polish | 0.118 | Kg. | 578 | 68.2
|  | Tarpaintain oil | 0.538 | Ltr. | 140 | 75.32
|  | Carborendam Stone | 2 | Nos. | 254 | 508 | L.S. 2 Nos.
| Equipment | Unskilled | 13.5 | Nos. | 870 | 11745
| Rate analysis for :10.00 Sqm. |  | Total |  |  | 24049.79
|  |  | 15 % Contractor overhead |  |  | 3607.46
|  |  | Grand Total |  |  | 27657.25
8.27 |  | 50 mm thick (M35) multi color interlocking block over 50 mm thick Crusser dust laying work with all complete. |  |  | Sqm. | 2220.35 | 2553.4
| Resources | Level/Type | Quantity | Unit | Rate | Amount | Remarks
| Labour | Skilled | 1 | Nos. | 1200 | 1200
|  | Unskilled | 3 | Nos. | 870 | 2610
|  | Unskilled | 7 | Nos. | 870 | 6090
| Materials | Interlocking Block | 11 | Sqm. | 973.4513 | 10707.96
|  | Stone dust | 0.55 | Sqm. | 61 | 33.55
|  | Sand crusher | 0.71 | Cum. | 2200 | 1562
| Rate analysis for :10.00 Sqm. |  | Total |  |  | 22203.51
|  |  | 15 % Contractor overhead |  |  | 3330.52
|  |  | Grand Total |  |  | 25534.03
8.28 |  | 60 mm thick (M35) multi color interlocking block over 50 mm thick Crusser dust laying work with all complete. |  |  | Sqm. | 2366.36 | 2721.32
| Resources | Level/Type | Quantity | Unit | Rate | Amount | Remarks
| Labour | Skilled | 1 | Nos. | 1200 | 1200
|  | Unskilled | 3 | Nos. | 870 | 2610
|  | Unskilled | 7 | Nos. | 870 | 6090
| Materials | Interlocking Block | 11 | Sqm. | 1106.1947 | 12168.14
|  | Stone dust | 0.55 | Sqm. | 61 | 33.55
|  | Sand crusher | 0.71 | Cum. | 2200 | 1562
| Rate analysis for :10.00 Sqm. |  | Total |  |  | 23663.69
|  |  | 15 % Contractor overhead |  |  | 3549.55
|  |  | Grand Total |  |  | 27213.24
8.29 |  | 70 mm thick (M35) multi color interlocking block over 50 mm thick Crusser dust laying work with all complete. |  |  | Sqm. | 2561.05 | 2945.21
| Resources | Level/Type | Quantity | Unit | Rate | Amount | Remarks
| Labour | Skilled | 1 | Nos. | 1200 | 1200
|  | Unskilled | 3 | Nos. | 870 | 2610
|  | Unskilled | 7 | Nos. | 870 | 6090
| Materials | Interlocking Block | 11 | Sqm. | 1283.1858 | 14115.04
|  | Stone dust | 0.55 | Sqm. | 61 | 33.55
|  | Sand crusher | 0.71 | Cum. | 2200 | 1562
| Rate analysis for :10.00 Sqm. |  | Total |  |  | 25610.59
|  |  | 15 % Contractor overhead |  |  | 3841.58
|  |  | Grand Total |  |  | 29452.17
8.3 |  | Parking Tile 25mm thick over 50 mm thick Crusser dust laying work with all complete. |  |  | Sqm. | 1152.25 | 1325.08
| Resources | Level/Type | Quantity | Unit | Rate | Amount | Remarks
| Labour | Skilled | 1 | Nos. | 1200 | 1200
|  | Unskilled | 3 | Nos. | 870 | 2610
|  | Unskilled | 7 | Nos. | 870 | 6090
| Materials | Parking Tile 25mm thick | 11 | Sqm. | 0 | 0
|  | Dust of Crusser(Area*50mm) | 0.55 | Sqm. | 110 | 60.5
|  | Sand crusher | 0.71 | Cum. | 2200 | 1562
| Rate analysis for :10.00 Sqm. |  | Total |  |  | 11522.5
|  |  | 15 % Contractor overhead |  |  | 1728.37
|  |  | Grand Total |  |  | 13250.87
8.31 | H6 | Virtrified tiles of 600x600mm approximately of different colour, pattern,design with straight close joints. The area of existing floor slab shall be cleaned before laying the tiles, the tiles shall be laid with required bedding materials of cement sand mortar (1:1). |  |  | Sqm. | #VALUE! | #VALUE!
| Resources | Level/Type | Quantity | Unit | Rate | Amount | Remarks
| Labour | Skilled | 13 | Nos. | 1200 | 15600
|  | Unskilled | 4.5 | Nos. | 870 | 3915
| Materials | Vetrified tile | 11 | Sqm. | . | #VALUE!
|  | Cement | 0.056 | MT | 14000 | 784
|  | Sand crusher | 0.152 | Cum. | 2200 | 334.4
|  | White cement | 3.228 | Kg | 26.4 | 85.21
| Rate analysis for :10.00 Sqm. |  | Total |  |  | #VALUE!
|  |  | 15 % Contractor overhead |  |  | #VALUE!
|  |  | Grand Total |  |  | #VALUE!
8.32 | H6 | Virtrified parking tiles of 600x600mm approximately of different colour, pattern,design with straight close joints. The area of existing floor slab shall be cleaned before laying the tiles, the tiles shall be laid with required bedding materials of cement sand mortar (1:1). |  |  | Sqm. | #VALUE! | #VALUE!
| Resources | Level/Type | Quantity | Unit | Rate | Amount | Remarks
| Labour | Skilled | 13 | Nos. | 1200 | 15600
|  | Unskilled | 4.5 | Nos. | 870 | 3915
| Materials | Vetrified parking tile | 11 | Sqm. | . | #VALUE!
|  | Cement | 0.056 | MT | 14000 | 784
|  | Sand crusher | 0.152 | Cum. | 2200 | 334.4
|  | White cement | 3.228 | Kg | 26.4 | 85.21
| Rate analysis for :10.00 Sqm. |  | Total |  |  | #VALUE!
|  |  | 15 % Contractor overhead |  |  | #VALUE!
|  |  | Grand Total |  |  | #VALUE!
I - PLASTER & POINTING WORK
9.01 | I1(12-1B) | 12.5 mm. thick cement sand plaster work 1:3 on wall. |  |  | Sqm. | 398.86 | 458.68
| Resources | Level/Type | Quantity | Unit | Rate | Amount | Remarks
| Labour | Skilled | 12 | Nos. | 1200 | 14400
|  | Unskilled | 16 | Nos. | 870 | 13920
| Materials | Cement | 0.625 | M.T. | 14000 | 8750
|  | Sand river washed | 1.28 | Cum. | 2200 | 2816
| Rate analysis for :100.00 Sqm. |  | Total |  |  | 39886
|  |  | 15 % Contractor overhead |  |  | 5982.9
|  |  | Grand Total |  |  | 45868.9
9.02 | I1(12-1C) | 12.5 mm. thick cement sand plaster work 1:4 on wall. |  |  | Sqm. | 390.64 | 449.23
| Resources | Level/Type | Quantity | Unit | Rate | Amount | Remarks
| Labour | Skilled | 12 | Nos. | 1200 | 14400
|  | Unskilled | 16 | Nos. | 870 | 13920
| Materials | Cement | 0.538 | M.T. | 14000 | 7532
|  | Sand river washed | 1.46 | Cum. | 2200 | 3212
| Rate analysis for :100.00 Sqm. |  | Total |  |  | 39064
|  |  | 15 % Contractor overhead |  |  | 5859.6
|  |  | Grand Total |  |  | 44923.6
9.03 | I1(12-1D) | 12.5 mm. thick cement sand plaster work 1:6 on wall. |  |  | Sqm. | 371.22 | 426.9
| Resources | Level/Type | Quantity | Unit | Rate | Amount | Remarks
| Labour | Skilled | 12 | Nos. | 1200 | 14400
|  | Unskilled | 16 | Nos. | 870 | 13920
| Materials | Cement | 0.382 | M.T. | 14000 | 5348
|  | Sand river washed | 1.57 | Cum. | 2200 | 3454
| Rate analysis for :100.00 Sqm. |  | Total |  |  | 37122
|  |  | 15 % Contractor overhead |  |  | 5568.3
|  |  | Grand Total |  |  | 42690.3
9.04 | I4(12-4A) | 20 mm. thick cement sand plaster work 1:3 on wall etc. |  |  | Sqm. | 510.6 | 587.19
| Resources | Level/Type | Quantity | Unit | Rate | Amount | Remarks
| Labour | Skilled | 14 | Nos. | 1200 | 16800
|  | Unskilled | 19 | Nos. | 870 | 16530
| Materials | Cement | 0.96 | M.T. | 14000 | 13440
|  | Sand river washed | 1.95 | Cum. | 2200 | 4290
| Rate analysis for :100.00 Sqm. |  | Total |  |  | 51060
|  |  | 15 % Contractor overhead |  |  | 7659
|  |  | Grand Total |  |  | 58719
9.05 | I4(12-4B) | 20 mm. thick cement sand plaster work 1:4 on wall etc. |  |  | Sqm. | 495.1 | 569.36
| Resources | Level/Type | Quantity | Unit | Rate | Amount | Remarks
| Labour | Skilled | 14 | Nos. | 1200 | 16800
|  | Unskilled | 19 | Nos. | 870 | 16530
| Materials | Cement | 0.81 | M.T. | 14000 | 11340
|  | Sand river washed | 2.2 | Cum. | 2200 | 4840
| Rate analysis for :100.00 Sqm. |  | Total |  |  | 49510
|  |  | 15 % Contractor overhead |  |  | 7426.5
|  |  | Grand Total |  |  | 56936.5
9.06 | I4(12-4C) | 20 mm. thick cement sand plaster work1:6 on wall etc. |  |  | Sqm. | 464.8 | 534.52
| Resources | Level/Type | Quantity | Unit | Rate | Amount | Remarks
| Labour | Skilled | 14 | Nos. | 1200 | 16800
|  | Unskilled | 19 | Nos. | 870 | 16530
| Materials | Cement | 0.57 | M.T. | 14000 | 7980
|  | Sand river washed | 2.35 | Cum. | 2200 | 5170
| Rate analysis for :100.00 Sqm. |  | Total |  |  | 46480
|  |  | 15 % Contractor overhead |  |  | 6972
|  |  | Grand Total |  |  | 53452
9.07 | I5(12-5) | 25 mm. thick mud plaster on wall etc. |  |  | Sqm. | 471.9 | 542.68
| Resources | Level/Type | Quantity | Unit | Rate | Amount | Remarks
| Labour | Skilled | 20 | Nos. | 1200 | 24000
|  | Unskilled | 25 | Nos. | 870 | 21750
| Materials | Mud | 3 | Cum. | 400 | 1200
|  | Bhush | 10 | Kg. | 0 | 0
|  | Gobar | 120 | Kg. | 2 | 240
| Rate analysis for :100.00 Sqm. |  | Total |  |  | 47190
|  |  | 15 % Contractor overhead |  |  | 7078.5
|  |  | Grand Total |  |  | 54268.5
9.08 | I5(12-6) | 12.5 mm. thick mud plaster on wall etc. |  |  | Sqm. | 361.2 | 415.38
| Resources | Level/Type | Quantity | Unit | Rate | Amount | Remarks
| Labour | Skilled | 15 | Nos. | 1200 | 18000
|  | Unskilled | 20 | Nos. | 870 | 17400
| Materials | Mud | 1.5 | Cum. | 400 | 600
|  | Bhush | 50 | Kg. | 0 | 0
|  | Gobar | 60 | Kg. | 2 | 120
| Rate analysis for :100.00 Sqm. |  | Total |  |  | 36120
|  |  | 15 % Contractor overhead |  |  | 5418
|  |  | Grand Total |  |  | 41538
9.09 | I7(12-1B) | 12.5 mm. thick cement sand plaster work (1:3 ) on ceiling |  |  | Sqm. | 469.66 | 540.1
| Resources | Level/Type | Quantity | Unit | Rate | Amount | Remarks
| Labour | Skilled | 15 | Nos. | 1200 | 18000
|  | Unskilled | 20 | Nos. | 870 | 17400
| Materials | Cement | 0.625 | M.T. | 14000 | 8750
|  | Sand river washed | 1.28 | Cum. | 2200 | 2816
| Rate analysis for :100.00 Sqm. |  | Total |  |  | 46966
|  |  | 15 % Contractor overhead |  |  | 7044.9
|  |  | Grand Total |  |  | 54010.9
9.1 | I7(12-1C) | 12.5 mm. thick cement sand plaster work 1:4 on ceiling |  |  | Sqm. | 461.44 | 530.65
| Resources | Level/Type | Quantity | Unit | Rate | Amount | Remarks
| Labour | Skilled | 15 | Nos. | 1200 | 18000
|  | Unskilled | 20 | Nos. | 870 | 17400
| Materials | Cement | 0.538 | M.T. | 14000 | 7532
|  | Sand river washed | 1.46 | Cum. | 2200 | 3212
| Rate analysis for :100.00 Sqm. |  | Total |  |  | 46144
|  |  | 15 % Contractor overhead |  |  | 6921.6
|  |  | Grand Total |  |  | 53065.6
9.11 | I8(14-1A) | Flush pointing works in 1:1 Cement sand mortar on Brick masonry wall |  |  | Sqm. | 279.48 | 321.4
| Resources | Level/Type | Quantity | Unit | Rate | Amount | Remarks
| Labour | Skilled | 10.5 | Nos. | 1200 | 12600
|  | Unskilled | 12 | Nos. | 870 | 10440
| Materials | Cement | 0.316 | M.T. | 14000 | 4424
|  | Sand river washed | 0.22 | Cum. | 2200 | 484
| Rate analysis for :100.00 Sqm. |  | Total |  |  | 27948
|  |  | 15 % Contractor overhead |  |  | 4192.2
|  |  | Grand Total |  |  | 32140.2
9.12 | I8(14-1B) | Flush pointing works in 1:2 Cement sand mortar on Brick masonry work | Sqm. | 306.1 | Sqm. | 266.18 | 306.1
| Resources | Level/Type | Quantity | Unit | Rate | Amount | Remarks
| Labour | Skilled | 10.5 | Nos. | 1200 | 12600
|  | Unskilled | 12 | Nos. | 870 | 10440
| Materials | Cement | 0.21 | M.T. | 14000 | 2940
|  | Sand river washed | 0.29 | Cum. | 2200 | 638
| Rate analysis for :100.00 Sqm. |  | Total |  |  | 26618
|  |  | 15 % Contractor overhead |  |  | 3992.7
|  |  | Grand Total |  |  | 30610.7
9.13 | I8(14-1C) | Flush pointing works in 1:3 Cement sand mortar on Brick masonry wall |  |  | Sqm. | 259.14 | 298.01
| Resources | Level/Type | Quantity | Unit | Rate | Amount | Remarks
| Labour | Skilled | 10.5 | Nos. | 1200 | 12600
|  | Unskilled | 12 | Nos. | 870 | 10440
| Materials | Cement | 0.155 | M.T. | 14000 | 2170
|  | Sand river washed | 0.32 | Cum. | 2200 | 704
| Rate analysis for :100.00 Sqm. |  | Total |  |  | 25914
|  |  | 15 % Contractor overhead |  |  | 3887.1
|  |  | Grand Total |  |  | 29801.1
9.14 | I8(14-1A) | Rulled pointing works in 1:1 Cement sand mortar on Brick masonry wall |  |  | Sqm. | 394.68 | 453.88
| Resources | Level/Type | Quantity | Unit | Rate | Amount | Remarks
| Labour | Skilled | 15.75 | Nos. | 1200 | 18900
|  | Unskilled | 18 | Nos. | 870 | 15660
| Materials | Cement | 0.316 | M.T. | 14000 | 4424
|  | Sand river washed | 0.22 | Cum. | 2200 | 484
| Rate analysis for :100.00 Sqm. |  | Total |  |  | 39468
|  |  | 15 % Contractor overhead |  |  | 5920.2
|  |  | Grand Total |  |  | 45388.2
9.15 | I8(14-1B) | Ruled pointing works in 1:2 Cement sand mortar on Brick masonry work |  |  | Sqm. | 381.38 | 438.58
| Resources | Level/Type | Quantity | Unit | Rate | Amount | Remarks
| Labour | Skilled | 15.75 | Nos. | 1200 | 18900
|  | Unskilled | 18 | Nos. | 870 | 15660
| Materials | Cement | 0.21 | M.T. | 14000 | 2940
|  | Sand river washed | 0.29 | Cum. | 2200 | 638
| Rate analysis for :100.00 Sqm. |  | Total |  |  | 38138
|  |  | 15 % Contractor overhead |  |  | 5720.7
|  |  | Grand Total |  |  | 43858.7
9.16 | I8(14-1C) | Ruled pointing works in 1:3 Cement sand mortar on Brick masonry wall |  |  | Sqm. | 374.34 | 430.49
| Resources | Level/Type | Quantity | Unit | Rate | Amount | Remarks
| Labour | Skilled | 15.75 | Nos. | 1200 | 18900
|  | Unskilled | 18 | Nos. | 870 | 15660
| Materials | Cement | 0.155 | M.T. | 14000 | 2170
|  | Sand river washed | 0.32 | Cum. | 2200 | 704
| Rate analysis for :100.00 Sqm. |  | Total |  |  | 37434
|  |  | 15 % Contractor overhead |  |  | 5615.1
|  |  | Grand Total |  |  | 43049.1
9.17 | I9(14-2A) | Flush/Rulled pointing works in 1:1 Cement sand mortar on Stone masonry wall |  |  | Sqm. | 336.94 | 387.48
| Resources | Level/Type | Quantity | Unit | Rate | Amount | Remarks
| Labour | Skilled | 10 | Nos. | 1200 | 12000
|  | Unskilled | 14 | Nos. | 870 | 12180
| Materials | Cement | 0.612 | M.T. | 14000 | 8568
|  | Sand river washed | 0.43 | Cum. | 2200 | 946
| Rate analysis for :100.00 Sqm. |  | Total |  |  | 33694
|  |  | 15 % Contractor overhead |  |  | 5054.1
|  |  | Grand Total |  |  | 38748.1
9.18 | I9(14-2B) | Flush/Rulled pointing works in 1:2 Cement sand mortar on Stone masonry work |  |  | Sqm. | 311.46 | 358.17
| Resources | Level/Type | Quantity | Unit | Rate | Amount | Remarks
| Labour | Skilled | 10 | Nos. | 1200 | 12000
|  | Unskilled | 14 | Nos. | 870 | 12180
| Materials | Cement | 0.408 | M.T. | 14000 | 5712
|  | Sand river washed | 0.57 | Cum. | 2200 | 1254
| Rate analysis for :100.00 Sqm. |  | Total |  |  | 31146
|  |  | 15 % Contractor overhead |  |  | 4671.9
|  |  | Grand Total |  |  | 35817.9
9.19 | (14-2C) | Flush/Rulled pointing works in 1:3 Cement sand mortar on Stone masonry work |  |  | Sqm. | 298.5 | 343.27
| Resources | Level/Type | Quantity | Unit | Rate | Amount | Remarks
| Labour | Skilled | 10 | Nos. | 1200 | 12000
|  | Unskilled | 14 | Nos. | 870 | 12180
| Materials | Cement | 0.306 | M.T. | 14000 | 4284
|  | Sand river washed | 0.63 | Cum. | 2200 | 1386
| Rate analysis for :100.00 Sqm. |  | Total |  |  | 29850
|  |  | 15 % Contractor overhead |  |  | 4477.5
|  |  | Grand Total |  |  | 34327.5
9.2 | I10(14-3) | Flush/Rulled pointing works in 1:3 Cement sand mortar on Aslar Stone masonry work |  |  | Sqm. | 202.8 | 233.22
| Resources | Level/Type | Quantity | Unit | Rate | Amount | Remarks
| Labour | Skilled | 8 | Nos. | 1200 | 9600
|  | Unskilled | 10 | Nos. | 870 | 8700
| Materials | Cement | 0.11 | M.T. | 14000 | 1540
|  | Sand river washed | 0.2 | Cum. | 2200 | 440
| Rate analysis for :100.00 Sqm. |  | Total |  |  | 20280
|  |  | 15 % Contractor overhead |  |  | 3042
|  |  | Grand Total |  |  | 23322
9.21 | I11(14-4) | 1:3 Cement sand pointing on 450 mm x 450 mm flat stone paving joints. |  |  | Sqm. | 110.04 | 126.54
| Resources | Level/Type | Quantity | Unit | Rate | Amount | Remarks
| Labour | Skilled | 5 | Nos. | 1200 | 6000
|  | Unskilled | 5 | Nos. | 870 | 4350
| Materials | Cement | 0.042 | M.T. | 14000 | 588
|  | Sand river washed | 0.03 | Cum. | 2200 | 66
| Rate analysis for :100.00 Sqm. |  | Total |  |  | 11004
|  |  | 15 % Contractor overhead |  |  | 1650.6
|  |  | Grand Total |  |  | 12654.6
9.22 | I12(14-5) | 1:1 Cement sand pointing on Teliya brick paving joints. |  |  | Sqm. | 230.2 | 264.73
| Resources | Level/Type | Quantity | Unit | Rate | Amount | Remarks
| Labour | Skilled | 10 | Nos. | 1200 | 12000
|  | Unskilled | 10 | Nos. | 870 | 8700
| Materials | Cement | 0.15 | M.T. | 14000 | 2100
|  | Sand river washed | 0.1 | Cum. | 2200 | 220
| Rate analysis for :100.00 Sqm. |  | Total |  |  | 23020
|  |  | 15 % Contractor overhead |  |  | 3453
|  |  | Grand Total |  |  | 26473
9.23 | (14-6) | 3 mm thick Cement sand 1:1 flushing plaster |  |  | Sqm. | 259.1 | 297.96
| Resources | Level/Type | Quantity | Unit | Rate | Amount | Remarks
| Labour | Skilled | 10 | Nos. | 1200 | 12000
|  | Unskilled | 10 | Nos. | 870 | 8700
| Materials | Cement | 0.336 | M.T. | 14000 | 4704
|  | Sand river washed | 0.23 | Cum. | 2200 | 506
| Rate analysis for :100.00 Sqm. |  | Total |  |  | 25910
|  |  | 15 % Contractor overhead |  |  | 3886.5
|  |  | Grand Total |  |  | 29796.5
9.24 | I13(14-7) | 3 mm thick lime flushing plaster |  |  | Sqm. | 207.05 | 238.11
| Resources | Level/Type | Quantity | Unit | Rate | Amount | Remarks
| Labour | Skilled | 10 | Nos. | 1200 | 12000
|  | Unskilled | 10 | Nos. | 870 | 8700
| Materials | White lime | 0.16 | Kg. | 35 | 5.6
| Rate analysis for :100.00 Sqm. |  | Total |  |  | 20705.6
|  |  | 15 % Contractor overhead |  |  | 3105.84
|  |  | Grand Total |  |  | 23811.44
9.25 | I14(14-8) | 3 mm thick Cement flushing plaster |  |  | Sqm. | 279.52 | 321.44
| Resources | Level/Type | Quantity | Unit | Rate | Amount | Remarks
| Labour | Skilled | 10 | Nos. | 1200 | 12000
|  | Unskilled | 10 | Nos. | 870 | 8700
| Materials | Cement | 0.518 | M.T. | 14000 | 7252
| Rate analysis for :100.00 Sqm. |  | Total |  |  | 27952
|  |  | 15 % Contractor overhead |  |  | 4192.8
|  |  | Grand Total |  |  | 32144.8
9.26 | I15 | 20 mm thick Jhalar/pani patti making over cement plaster |  |  | Sqm. | 156.3 | 179.74
| Resources | Level/Type | Quantity | Unit | Rate | Amount | Remarks
| Labour | Skilled | 0.025 | Nos. | 1200 | 30
|  | Unskilled | 0.01 | Nos. | 870 | 8.7
| Materials | Cement | 0.007 | M.T. | 14000 | 98
|  | Sand river washed | 0.004 | Cum. | 2200 | 8.8
|  | Water proofing compound | 0.1 | Kg. | 108 | 10.8
| Rate analysis for :1.00 Rmtr. |  | Total |  |  | 156.3
|  |  | 15 % Contractor overhead |  |  | 23.44
|  |  | Grand Total |  |  | 179.74
9.27 | I16 | 25 mm thick roofing tile butta plaster in cement sand (1:4) work |  |  | Sqm. | 0 | 0
| Resources | Level/Type | Quantity | Unit | Rate | Amount | Remarks
| Labour | 25mm thick roofing tile butta plaster | 1 | Sqm | 0 | 0
Materials
| Rate analysis for :1.00 Sqm. |  | Total |  |  | 0
|  |  | 15 % Contractor overhead |  |  | 0
|  |  | Grand Total |  |  | 0
9.28 | I17 | 2 mm thick plane white putting plaster work in wall &ceiling |  |  | Sqm. | 270.84 | 311.46
| Resources | Level/Type | Quantity | Unit | Rate | Amount | Remarks
| Labour | Skilled | 1 | Nos. | 1200 | 1200
|  | Unskilled | 1 | Nos. | 870 | 870
| Materials | White patti plaster | 10.64 | Kg. | 60 | 638.4
| Rate analysis for :10.00 Sqm. |  | Total |  |  | 2708.4
|  |  | 15 % Contractor overhead |  |  | 406.26
|  |  | Grand Total |  |  | 3114.66
J - PAINTING WORK
10.01 | J1(13-1B) | Two coat white washing work on wall. |  |  | Sqm. | 36.97 | 42.52
| Resources | Level/Type | Quantity | Unit | Rate | Amount | Remarks
| Labour | Skilled | 1.5 | Nos. | 1200 | 1800
|  | Unskilled | 1.1 | Nos. | 870 | 957
| Materials | White lime | 22 | Kg. | 35 | 770
|  | gum | 0.88 | Kg. | 194 | 170.72
| Rate analysis for :100.00 Sqm. |  | Total |  |  | 3697.72
|  |  | 15 % Contractor overhead |  |  | 554.65
|  |  | Grand Total |  |  | 4252.37
10.02 | J1(13-1B) | Two coat white washing work on ceiling. |  |  | Sqm. | 43.86 | 50.45
| Resources | Level/Type | Quantity | Unit | Rate | Amount | Remarks
| Labour | Skilled | 1.875 | Nos. | 1200 | 2250 | 25% Add for ceiling
|  | Unskilled | 1.375 | Nos. | 870 | 1196.25
| Materials | White lime | 22 | Kg. | 35 | 770
|  | gum | 0.88 | Kg. | 194 | 170.72
| Rate analysis for :100.00 Sqm. |  | Total |  |  | 4386.97
|  |  | 15 % Contractor overhead |  |  | 658.04
|  |  | Grand Total |  |  | 5045.01
10.03 | J1(13-1C) | Three coat white washing work on wall. |  |  | Sqm. | 73.17 | 84.14
| Resources | Level/Type | Quantity | Unit | Rate | Amount | Remarks
| Labour | Skilled | 3 | Nos. | 1200 | 3600
|  | Unskilled | 2.7 | Nos. | 870 | 2349
| Materials | White lime | 32 | Kg. | 35 | 1120
|  | gum | 1.28 | Kg. | 194 | 248.32
| Rate analysis for :100.00 Sqm. |  | Total |  |  | 7317.32
|  |  | 15 % Contractor overhead |  |  | 1097.59
|  |  | Grand Total |  |  | 8414.91
10.04 | J1(13-1C) | Three coat white washing work on ceiling. |  |  | Sqm. | 88.04 | 101.25
| Resources | Level/Type | Quantity | Unit | Rate | Amount | Remarks
| Labour | Skilled | 3.75 | Nos. | 1200 | 4500 | 25% Add for ceiling
|  | Unskilled | 3.375 | Nos. | 870 | 2936.25
| Materials | White lime | 32 | Kg. | 35 | 1120
|  | gum | 1.28 | Kg. | 194 | 248.32
| Rate analysis for :100.00 Sqm. |  | Total |  |  | 8804.57
|  |  | 15 % Contractor overhead |  |  | 1320.68
|  |  | Grand Total |  |  | 10125.25
10.05 | J2(13-2) | white washing work in old surface. |  |  | Sqm. | 19.96 | 22.96
| Resources | Level/Type | Quantity | Unit | Rate | Amount | Remarks
| Labour | Skilled | 0.8 | Nos. | 1200 | 960
|  | Unskilled | 0.7 | Nos. | 870 | 609
| Materials | White lime | 10 | Kg. | 35 | 350
|  | gum | 0.4 | Kg. | 194 | 77.6
| Rate analysis for :100.00 Sqm. |  | Total |  |  | 1996.6
|  |  | 15 % Contractor overhead |  |  | 299.49
|  |  | Grand Total |  |  | 2296.09
10.06 | J3(13-3AB) | One coat distemper painting work over primer coat. |  |  | Sqm. | 110.94 | 127.58
| Resources | Level/Type | Quantity | Unit | Rate | Amount | Remarks
| Labour | Skilled | 4 | Nos. | 1200 | 4800
|  | Unskilled | 4 | Nos. | 870 | 3480
| Materials | Distemper primer | 8 | Ltr. | 173 | 1384
|  | Distemper Powder | 6.5 | Kg. | 220 | 1430
| Rate analysis for :100.00 Sqm. |  | Total |  |  | 11094
|  |  | 15 % Contractor overhead |  |  | 1664.1
|  |  | Grand Total |  |  | 12758.1
10.07 | J3(13-3ABC) | Two coat distemper painting work over primer coat. |  |  | Sqm. | 159.2 | 183.08
| Resources | Level/Type | Quantity | Unit | Rate | Amount | Remarks
| Labour | Skilled | 5.8 | Nos. | 1200 | 6960
|  | Unskilled | 5.8 | Nos. | 870 | 5046
| Materials | Distemper primer | 8 | Ltr. | 173 | 1384
|  | Distemper Powder | 11.5 | Kg. | 220 | 2530
| Rate analysis for :100.00 Sqm. |  | Total |  |  | 15920
|  |  | 15 % Contractor overhead |  |  | 2388
|  |  | Grand Total |  |  | 18308
10.08 | J3(13-3B) | One coat distemper painting work without primer coat. |  |  | Sqm. | 55.7 | 64.05
| Resources | Level/Type | Quantity | Unit | Rate | Amount | Remarks
| Labour | Skilled | 2 | Nos. | 1200 | 2400
|  | Unskilled | 2 | Nos. | 870 | 1740
| Materials | Distemper powder | 6.5 | Kg. | 220 | 1430
| Rate analysis for :100.00 Sqm. |  | Total |  |  | 5570
|  |  | 15 % Contractor overhead |  |  | 835.5
|  |  | Grand Total |  |  | 6405.5
10.09 | J3(13-3BC) | Two coat distemper painting work without primer coat. |  |  | Sqm. | 103.96 | 119.55
| Resources | Level/Type | Quantity | Unit | Rate | Amount | Remarks
| Labour | Skilled | 3.8 | Nos. | 1200 | 4560
|  | Unskilled | 3.8 | Nos. | 870 | 3306
| Materials | Distemper powder | 11.5 | Kg. | 220 | 2530
| Rate analysis for :100.00 Sqm. |  | Total |  |  | 10396
|  |  | 15 % Contractor overhead |  |  | 1559.4
|  |  | Grand Total |  |  | 11955.4
10.1 | J3(13-3AB) | One coat weather proof painting work over primer coat. |  |  | Sqm. | 82.8 | 95.22
| Resources | Level/Type | Quantity | Unit | Rate | Amount | Remarks
| Labour | Skilled | 4 | Nos. | 1200 | 4800
|  | Unskilled | 4 | Nos. | 870 | 3480
| Materials | Weather proof primer | 8 | Ltr. | 0 | 0
|  | Weather proof paint | 9 | Ltr. | 0 | 0
| Rate analysis for :100.00 Sqm. |  | Total |  |  | 8280
|  |  | 15 % Contractor overhead |  |  | 1242
|  |  | Grand Total |  |  | 9522
10.11 | J3(13-3ABC) | Two coat weather proof painting work over primer coat. |  |  | Sqm. | 213.6 | 245.64
| Resources | Level/Type | Quantity | Unit | Rate | Amount | Remarks
| Labour | Skilled | 12 | Nos. | 1200 | 14400
|  | Unskilled | 8 | Nos. | 870 | 6960
| Materials | Weather proof primer | 8 | Ltr. | 0 | 0
|  | Weather proof paint | 16 | Ltr. | 0 | 0
| Rate analysis for :100.00 Sqm. |  | Total |  |  | 21360
|  |  | 15 % Contractor overhead |  |  | 3204
|  |  | Grand Total |  |  | 24564
10.12 | J3(13-3B) | One coat weather proof painting work without primer coat. |  |  | Sqm. | 41.4 | 47.61
| Resources | Level/Type | Quantity | Unit | Rate | Amount | Remarks
| Labour | Skilled | 2 | Nos. | 1200 | 2400
|  | Unskilled | 2 | Nos. | 870 | 1740
| Materials | Weather proof paint | 9 | ltr | 0 | 0
| Rate analysis for :100.00 Sqm. |  | Total |  |  | 4140
|  |  | 15 % Contractor overhead |  |  | 621
|  |  | Grand Total |  |  | 4761
10.13 | J3(13-3BC) | Two coat weather proof painting work without primer coat. |  |  | Sqm. | 151.5 | 174.22
| Resources | Level/Type | Quantity | Unit | Rate | Amount | Remarks
| Labour | Skilled | 9 | Nos. | 1200 | 10800
|  | Unskilled | 5 | Nos. | 870 | 4350
| Materials | Weather proof paint | 16 | ltr | 0 | 0
| Rate analysis for :100.00 Sqm. |  | Total |  |  | 15150
|  |  | 15 % Contractor overhead |  |  | 2272.5
|  |  | Grand Total |  |  | 17422.5
10.14 | J4(13-4A) | One coat water proof cement paint painting work in old surface |  |  | Sqm. | 68.19 | 78.41
| Resources | Level/Type | Quantity | Unit | Rate | Amount | Remarks
| Labour | Skilled | 1.7 | Nos. | 1200 | 2040
|  | Unskilled | 1.7 | Nos. | 870 | 1479
| Materials | Water proof cement paint | 30 | Kg. | 110 | 3300
| Rate analysis for :100.00 Sqm. |  | Total |  |  | 6819
|  |  | 15 % Contractor overhead |  |  | 1022.85
|  |  | Grand Total |  |  | 7841.85
10.15 | J4(13-4B) | Two coat water proof cement paint painting work in old surface |  |  | Sqm. | 156.85 | 180.37
| Resources | Level/Type | Quantity | Unit | Rate | Amount | Remarks
| Labour | Skilled | 5 | Nos. | 1200 | 6000
|  | Unskilled | 5 | Nos. | 870 | 4350
| Materials | Water proof cement paint | 48.5 | Kg. | 110 | 5335
| Rate analysis for :100.00 Sqm. |  | Total |  |  | 15685
|  |  | 15 % Contractor overhead |  |  | 2352.75
|  |  | Grand Total |  |  | 18037.75
10.16 | J4(13-4A) | One coat white cement paint painting work . |  |  | Sqm. | 43.11 | 49.57
| Resources | Level/Type | Quantity | Unit | Rate | Amount | Remarks
| Labour | Skilled | 1.7 | Nos. | 1200 | 2040
|  | Unskilled | 1.7 | Nos. | 870 | 1479
| Materials | White cement | 30 | Kg. | 26.4 | 792
| Rate analysis for :100.00 Sqm. |  | Total |  |  | 4311
|  |  | 15 % Contractor overhead |  |  | 646.65
|  |  | Grand Total |  |  | 4957.65
10.17 | J4(13-4B) | Two coat white cement paint painting work . |  |  | Sqm. | 116.3 | 133.74
| Resources | Level/Type | Quantity | Unit | Rate | Amount | Remarks
| Labour | Skilled | 5 | Nos. | 1200 | 6000
|  | Unskilled | 5 | Nos. | 870 | 4350
| Materials | White cement | 48.5 | Kg. | 26.4 | 1280.4
| Rate analysis for :100.00 Sqm. |  | Total |  |  | 11630.4
|  |  | 15 % Contractor overhead |  |  | 1744.56
|  |  | Grand Total |  |  | 13374.96
10.18 | J5(13-5AB) | One coat enamel painting work over primer coat in wooden surface. |  |  | Sqm. | 207.9 | 239.08
| Resources | Level/Type | Quantity | Unit | Rate | Amount | Remarks
| Labour | Skilled | 8 | Nos. | 1200 | 9600
|  | Unskilled | 5 | Nos. | 870 | 4350
| Materials | Enamel Primer | 8.1 | Ltr. | 400 | 3240
|  | Enamel paint | 9 | Ltr. | 400 | 3600
| Rate analysis for :100.00 Sqm. |  | Total |  |  | 20790
|  |  | 15 % Contractor overhead |  |  | 3118.5
|  |  | Grand Total |  |  | 23908.5
10.19 | J5(13-5ABC) | Two coat enamel painting work over primer coat in wooden surface. |  |  | Sqm. | 310 | 356.5
| Resources | Level/Type | Quantity | Unit | Rate | Amount | Remarks
| Labour | Skilled | 12 | Nos. | 1200 | 14400
|  | Unskilled | 8 | Nos. | 870 | 6960
| Materials | Enamel Primer | 8.1 | Ltr. | 400 | 3240
|  | Enamel paint | 16 | Ltr. | 400 | 6400
| Rate analysis for :100.00 Sqm. |  | Total |  |  | 31000
|  |  | 15 % Contractor overhead |  |  | 4650
|  |  | Grand Total |  |  | 35650
10.2 | J5(13-5AB) | One coat plastic emulsion painting work over primer coat. |  |  | Sqm. | 234.9 | 270.13
| Resources | Level/Type | Quantity | Unit | Rate | Amount | Remarks
| Labour | Skilled | 8 | Nos. | 1200 | 9600
|  | Unskilled | 5 | Nos. | 870 | 4350
| Materials | Enamel Primer | 8.1 | Ltr. | 400 | 3240
|  | Plastic emulsion paint | 9 | Ltr. | 700 | 6300
| Rate analysis for :100.00 Sqm. |  | Total |  |  | 23490
|  |  | 15 % Contractor overhead |  |  | 3523.5
|  |  | Grand Total |  |  | 27013.5
10.21 | J5(13-5AB) | Two coat plastic emulsion painting work over primer coat. |  |  | Sqm. | 358 | 411.7
| Resources | Level/Type | Quantity | Unit | Rate | Amount | Remarks
| Labour | Skilled | 12 | Nos. | 1200 | 14400
|  | Unskilled | 8 | Nos. | 870 | 6960
| Materials | Enamel Primer | 8.1 | Ltr. | 400 | 3240
|  | Plastic emulsion paint | 16 | Ltr. | 700 | 11200
| Rate analysis for :100.00 Sqm. |  | Total |  |  | 35800
|  |  | 15 % Contractor overhead |  |  | 5370
|  |  | Grand Total |  |  | 41170
10.22 | J6(13-6) | Two coat aluminium painting work over primer coat in metal surface. |  |  | Sqm. | 316.2 | 363.63
| Resources | Level/Type | Quantity | Unit | Rate | Amount | Remarks
| Labour | Skilled | 10.75 | Nos. | 1200 | 12900
|  | Unskilled | 10.75 | Nos. | 870 | 9352.5
| Materials | Red oxide Primer | 8.1 | Ltr. | 400 | 3240
|  | Aluminium paint | 10.76 | Ltr. | 561 | 6036.36
|  | Sand paper | 4 | Nos. | 23 | 92
| Rate analysis for :100.00 Sqm. |  | Total |  |  | 31620.86
|  |  | 15 % Contractor overhead |  |  | 4743.12
|  |  | Grand Total |  |  | 36363.98
10.25 | J7(13-8A) | One coat double boiled Linseed oil painting work . |  |  | Sqm. | 49.8 | 57.27
| Resources | Level/Type | Quantity | Unit | Rate | Amount | Remarks
| Labour | Skilled | 2 | Nos. | 1200 | 2400
|  | Unskilled | 2 | Nos. | 870 | 1740
| Materials | Linseed oil paint | 6 | Ltr. | 140 | 840
| Rate analysis for :100.00 Sqm. |  | Total |  |  | 4980
|  |  | 15 % Contractor overhead |  |  | 747
|  |  | Grand Total |  |  | 5727
10.23 | J7(13-8AB) | Two coat double boiled Linseed oil painting work . |  |  | Sqm. | 98.2 | 112.93
| Resources | Level/Type | Quantity | Unit | Rate | Amount | Remarks
| Labour | Skilled | 4 | Nos. | 1200 | 4800
|  | Unskilled | 4 | Nos. | 870 | 3480
| Materials | Linseed oil paint | 11 | Ltr. | 140 | 1540
| Rate analysis for :100.00 Sqm. |  | Total |  |  | 9820
|  |  | 15 % Contractor overhead |  |  | 1473
|  |  | Grand Total |  |  | 11293
10.24 | J8(13-9A) | One coat varnish painting work . |  |  | Sqm. | 63.3 | 72.79
| Resources | Level/Type | Quantity | Unit | Rate | Amount | Remarks
| Labour | Skilled | 3 | Nos. | 1200 | 3600
|  | Unskilled | 2 | Nos. | 870 | 1740
| Materials | Varnish paint | 6 | Ltr. | 165 | 990
| Rate analysis for :100.00 Sqm. |  | Total |  |  | 6330
|  |  | 15 % Contractor overhead |  |  | 949.5
|  |  | Grand Total |  |  | 7279.5
10.25(A) | J8(13-9AB) | Two coat varnish painting work . |  |  | Sqm. | 124.95 | 143.69
| Resources | Level/Type | Quantity | Unit | Rate | Amount | Remarks
| Labour | Skilled | 6 | Nos. | 1200 | 7200
|  | Unskilled | 4 | Nos. | 870 | 3480
| Materials | Varnish paint | 11 | Ltr. | 165 | 1815
| Rate analysis for :100.00 Sqm. |  | Total |  |  | 12495
|  |  | 15 % Contractor overhead |  |  | 1874.25
|  |  | Grand Total |  |  | 14369.25
10.26 | J9(13-10A) | One coat Bitumen painting work . |  |  | Sqm. | 38.81 | 44.63
| Resources | Level/Type | Quantity | Unit | Rate | Amount | Remarks
| Labour | Skilled | 1.5 | Nos. | 1200 | 1800
|  | Unskilled | 1 | Nos. | 870 | 870
| Materials | Bitumen paint | 7 | Ltr. | 173 | 1211
| Rate analysis for :100.00 Sqm. |  | Total |  |  | 3881
|  |  | 15 % Contractor overhead |  |  | 582.15
|  |  | Grand Total |  |  | 4463.15
10.27 | J9(13-10B) | Two coat Bitumen painting work . |  |  | Sqm. | 68.16 | 78.38
| Resources | Level/Type | Quantity | Unit | Rate | Amount | Remarks
| Labour | Skilled | 2.5 | Nos. | 1200 | 3000
|  | Unskilled | 2 | Nos. | 870 | 1740
| Materials | Bitumen paint | 12 | Ltr. | 173 | 2076
| Rate analysis for :100.00 Sqm. |  | Total |  |  | 6816
|  |  | 15 % Contractor overhead |  |  | 1022.4
|  |  | Grand Total |  |  | 7838.4
10.28 | J10(13-11) | Three coat chapra painting work . |  |  | Sqm. | 196.88 | 226.41
| Resources | Level/Type | Quantity | Unit | Rate | Amount | Remarks
| Labour | Skilled | 10 | Nos. | 1200 | 12000
|  | Unskilled | 5 | Nos. | 870 | 4350
| Materials | Chapra paint | 2 | Kg. | 904 | 1808
|  | Sprit | 10 | Ltr. | 153 | 1530
| Rate analysis for :100.00 Sqm. |  | Total |  |  | 19688
|  |  | 15 % Contractor overhead |  |  | 2953.2
|  |  | Grand Total |  |  | 22641.2
10.29 | J11(13-4C) | One coat RED OXIDE painting work . |  |  | Sqm. | 81.09 | 93.25
| Resources | Level/Type | Quantity | Unit | Rate | Amount | Remarks
| Labour | Skilled | 1.7 | Nos. | 1200 | 2040
|  | Unskilled | 1.7 | Nos. | 870 | 1479 |  |  | 0
| Materials | Red oxide paint | 30 | Kg. | 153 | 4590
| Rate analysis for :100.00 Sqm. |  | Total |  |  | 8109
|  |  | 15 % Contractor overhead |  |  | 1216.35
|  |  | Grand Total |  |  | 9325.35
10.3 | J11(13-4C) | Two coat RED OXIDE painting work . |  |  | Sqm. | 146.65 | 168.65
| Resources | Level/Type | Quantity | Unit | Rate | Amount | Remarks
| Labour | Skilled | 3.5 | Nos. | 1200 | 4200
|  | Unskilled | 3.5 | Nos. | 870 | 3045
| Materials | Red oxide paint | 48.5 | Kg. | 153 | 7420.5
| Rate analysis for :100.00 Sqm. |  | Total |  |  | 14665.5
|  |  | 15 % Contractor overhead |  |  | 2199.82
|  |  | Grand Total |  |  | 16865.32
10.31 | J12(13-12A) | One coat water proof cement paint painting work in plastered surface |  |  | Sqm. | 105.45 | 121.26
| Resources | Level/Type | Quantity | Unit | Rate | Amount | Remarks
| Labour | Skilled | 3.5 | Nos. | 1200 | 4200
|  | Unskilled | 3.5 | Nos. | 870 | 3045
| Materials | Water proof cement paint | 30 | Kg. | 110 | 3300
| Rate analysis for :100.00 Sqm. |  | Total |  |  | 10545
|  |  | 15 % Contractor overhead |  |  | 1581.75
|  |  | Grand Total |  |  | 12126.75
10.32 | J12(13-12AB) | Two coat water proof cement paint painting work in plastered surface |  |  | Sqm. | 189.55 | 217.98
| Resources | Level/Type | Quantity | Unit | Rate | Amount | Remarks
| Labour | Skilled | 6.5 | Nos. | 1200 | 7800
|  | Unskilled | 6.5 | Nos. | 870 | 5655
| Materials | Water proof cement paint | 50 | Kg. | 110 | 5500
| Rate analysis for :100.00 Sqm. |  | Total |  |  | 18955
|  |  | 15 % Contractor overhead |  |  | 2843.25
|  |  | Grand Total |  |  | 21798.25
10.33 | J15(5-5) | ENAMEL paint painting work over linceed oil in face brick wall |  |  | Sqm. | 183.45 | 210.97
| Resources | Level/Type | Quantity | Unit | Rate | Amount | Remarks
| Labour | Skilled | 0.538 | Nos. | 1200 | 645.6
|  | Unskilled | 0.538 | Nos. | 870 | 468.06
| Materials | Linseed oil paint | 0.538 | Ltr. | 140 | 75.32
|  | Enamel paint | 1.614 | Ltr. | 400 | 645.6
| Rate analysis for :10.00 Sqm. |  | Total |  |  | 1834.58
|  |  | 15 % Contractor overhead |  |  | 275.18
|  |  | Grand Total |  |  | 2109.76
10.34 | J16(13-5B) | One coat enamel painting work without primer coat in wooden surface. |  |  | Sqm. | 113.4 | 130.41
| Resources | Level/Type | Quantity | Unit | Rate | Amount | Remarks
| Labour | Skilled | 5 | Nos. | 1200 | 6000
|  | Unskilled | 2 | Nos. | 870 | 1740
| Materials | Enamel paint | 9 | Ltr. | 400 | 3600
| Rate analysis for :100.00 Sqm. |  | Total |  |  | 11340
|  |  | 15 % Contractor overhead |  |  | 1701
|  |  | Grand Total |  |  | 13041
10.35 | J17(13-5BC) | Two coat enamel painting work without primer coat in wooden surface. |  |  | Sqm. | 215.5 | 247.82
| Resources | Level/Type | Quantity | Unit | Rate | Amount | Remarks
| Labour | Skilled | 9 | Nos. | 1200 | 10800
|  | Unskilled | 5 | Nos. | 870 | 4350
| Materials | Enamel paint | 16 | Ltr. | 400 | 6400
| Rate analysis for :100.00 Sqm. |  | Total |  |  | 21550
|  |  | 15 % Contractor overhead |  |  | 3232.5
|  |  | Grand Total |  |  | 24782.5
10.36 | J18(13-5B) | One coat plastic emulsion painting work without primer coat. |  |  | Sqm. | 140.4 | 161.46
| Resources | Level/Type | Quantity | Unit | Rate | Amount | Remarks
| Labour | Skilled | 5 | Nos. | 1200 | 6000
|  | Unskilled | 2 | Nos. | 870 | 1740
| Materials | Plastic emulsion paint | 9 | Ltr. | 700 | 6300
| Rate analysis for :100.00 Sqm. |  | Total |  |  | 14040
|  |  | 15 % Contractor overhead |  |  | 2106
|  |  | Grand Total |  |  | 16146
10.37 | J19(13-5BC) | Two coat plastic emulsion painting work without primer coat. |  |  | Sqm. | 263.5 | 303.02
| Resources | Level/Type | Quantity | Unit | Rate | Amount | Remarks
| Labour | Skilled | 9 | Nos. | 1200 | 10800
|  | Unskilled | 5 | Nos. | 870 | 4350
| Materials | Plastic emulsion paint | 16 | Ltr. | 700 | 11200
| Rate analysis for :100.00 Sqm. |  | Total |  |  | 26350
|  |  | 15 % Contractor overhead |  |  | 3952.5
|  |  | Grand Total |  |  | 30302.5
10.38 | J20(13-6) | One coat aluminium painting work without primer coat in metal surface. |  |  | Sqm. | 108.49 | 124.77
| Resources | Level/Type | Quantity | Unit | Rate | Amount | Remarks
| Labour | Skilled | 3.75 | Nos. | 1200 | 4500
|  | Unskilled | 3.75 | Nos. | 870 | 3262.5
| Materials | Aluminium paint | 5.38 | Ltr. | 561 | 3018.18
|  | Sand paper | 3 | Nos. | 23 | 69
| Rate analysis for :100.00 Sqm. |  | Total |  |  | 10849.68
|  |  | 15 % Contractor overhead |  |  | 1627.45
|  |  | Grand Total |  |  | 12477.13
10.39 | J21(13-6) | Two coat aluminium painting work without primer coat in metal surface. |  |  | Sqm. | 221.7 | 254.96
| Resources | Level/Type | Quantity | Unit | Rate | Amount | Remarks
| Labour | Skilled | 7.75 | Nos. | 1200 | 9300
|  | Unskilled | 7.75 | Nos. | 870 | 6742.5
| Materials | Aluminium paint | 10.76 | Ltr. | 561 | 6036.36
|  | Sand paper | 4 | Nos. | 23 | 92
| Rate analysis for :100.00 Sqm. |  | Total |  |  | 22170.86
|  |  | 15 % Contractor overhead |  |  | 3325.62
|  |  | Grand Total |  |  | 25496.48
10.4 | J22(13-7) | One coat RED OXIDE painting work without primer coat |  |  | Sqm. | 98.23 | 112.97
| Resources | Level/Type | Quantity | Unit | Rate | Amount | Remarks
| Labour | Skilled | 4.33 | Nos. | 1200 | 5196
|  | Unskilled | 4 | Nos. | 870 | 3480
| Materials | Red oxide paint | 7.5 | Ltr. | 153 | 1147.5
| Rate analysis for :100.00 Sqm. |  | Total |  |  | 9823.5
|  |  | 15 % Contractor overhead |  |  | 1473.52
|  |  | Grand Total |  |  | 11297.02
10.41 | J23(13-7) | Two coat RED OXIDE painting work without primer coat |  |  | Sqm. | 196.59 | 226.07
| Resources | Level/Type | Quantity | Unit | Rate | Amount | Remarks
| Labour | Skilled | 8.67 | Nos. | 1200 | 10404
|  | Unskilled | 8 | Nos. | 870 | 6960
| Materials | Red oxide paint | 15 | Ltr. | 153 | 2295
| Rate analysis for :100.00 Sqm. |  | Total |  |  | 19659
|  |  | 15 % Contractor overhead |  |  | 2948.85
|  |  | Grand Total |  |  | 22607.85
10.44 | J26 | Two coat washable distemper painting work over primer coat. |  |  | Sqm. | 169.1 | 194.46
| Resources | Level/Type | Quantity | Unit | Rate | Amount | Remarks
| Labour | Skilled | 5.8 | Nos. | 1200 | 6960
|  | Unskilled | 5.8 | Nos. | 870 | 5046
| Materials | Distemper primer | 8 | Ltr. | 173 | 1384
|  | Distemper washable | 16 | Kg. | 220 | 3520
| Rate analysis for :100.00 Sqm. |  | Total |  |  | 16910
|  |  | 15 % Contractor overhead |  |  | 2536.5
|  |  | Grand Total |  |  | 19446.5
K - Damp proofing work
11.01 | K1(18-7) | 20 mm thick D.P.C. work in cement sand mortar in 1:2 with W.P.Compound. |  |  | Sqm. | 412.5 | 474.37
| Resources | Level/Type | Quantity | Unit | Rate | Amount | Remarks
| Labour | Skilled | 0.75 | Nos. | 1200 | 900
|  | Unskilled | 0.8 | Nos. | 870 | 696
| Materials | Cement | 0.135 | M.T. | 14000 | 1890
|  | Sand river washed | 0.18 | Cum. | 1930 | 347.4
|  | W.P.Compound | 2.7 | Kg. | 108 | 291.6
| Rate analysis for :10.00 Sqm. |  | Total |  |  | 4125
|  |  | 15 % Contractor overhead |  |  | 618.75
|  |  | Grand Total |  |  | 4743.75
11.02 | K2(18-8) | 25 mm thick D.P.C. work in cement concrete in 1:1½:3 withwith W.P.Compound. |  |  | Sqm. | 478.1 | 549.82
| Resources | Level/Type | Quantity | Unit | Rate | Amount | Remarks
| Labour | Skilled | 1 | Nos. | 1200 | 1200
|  | Unskilled | 1.25 | Nos. | 870 | 1087.5
| Materials | Cement | 0.1125 | M.T. | 14000 | 1575
|  | Sand river washed | 0.113 | Cum. | 1930 | 218.09
|  | Aggrigate 12 mm river bed | 0.25 | Cum. | 1830 | 457.5
|  | W.P.Compound | 2.25 | Kg. | 108 | 243
| Rate analysis for :10.00 Sqm. |  | Total |  |  | 4781.09
|  |  | 15 % Contractor overhead |  |  | 717.16
|  |  | Grand Total |  |  | 5498.25
11.03 | 18-9 | 38 mm thick D.P.C. work in cement concrete in 1:2:4 with with W.P.Compound. |  |  | Sqm. | 588.13 | 676.35
| Resources | Level/Type | Quantity | Unit | Rate | Amount | Remarks
| Labour | Skilled | 1 | Nos. | 1200 | 1200
|  | Unskilled | 2 | Nos. | 870 | 1740
| Materials | Cement | 0.12 | M.T. | 14000 | 1680
|  | Sand river washed | 0.17 | Cum. | 1930 | 328.1
|  | Aggrigate 12 mm river bed | 0.34 | Cum. | 1830 | 622.2
|  | W.P.Compound | 2.88 | Kg. | 108 | 311.04
| Rate analysis for :10.00 Sqm. |  | Total |  |  | 5881.34
|  |  | 15 % Contractor overhead |  |  | 882.2
|  |  | Grand Total |  |  | 6763.54
11.05 | K4(18-11) | 500 gauge polythine sheet laying work |  |  | Sqm. | 184.7 | 212.4
| Resources | Level/Type | Quantity | Unit | Rate | Amount | Remarks
| Labour | Skilled | 0.6 | Nos. | 1200 | 720
|  | Unskilled | 0.6 | Nos. | 870 | 522
| Materials | Polythine sheet 500 gauge | 11 | Sqm. | 55 | 605
| Rate analysis for :10.00 Sqm. |  | Total |  |  | 1847
|  |  | 15 % Contractor overhead |  |  | 277.05
|  |  | Grand Total |  |  | 2124.05
11.06 | K5(18-12A) | One layer tarfelt laying work. |  |  | Sqm. | 808.06 | 929.26
| Resources | Level/Type | Quantity | Unit | Rate | Amount | Remarks
| Labour | Skilled | 1.1 | Nos. | 1200 | 1320
|  | Unskilled | 3.5 | Nos. | 870 | 3045
| Materials | Tarfelt | 11 | Sqm. | 88.8 | 976.8
|  | Bitumen | 15 | Kg. | 110.7 | 1660.5
|  | Fire wood | 60 | Kg. | 8 | 480
|  | Sand river washed | 0.31 | Cum. | 1930 | 598.3
| Rate analysis for :10.00 Sqm. |  | Total |  |  | 8080.6
|  |  | 15 % Contractor overhead |  |  | 1212.09
|  |  | Grand Total |  |  | 9292.69
11.07 | K5(18-12B) | Two layer tarfelt laying work. |  |  | Sqm. | 1272.14 | 1462.96
| Resources | Level/Type | Quantity | Unit | Rate | Amount | Remarks
| Labour | Skilled | 2.3 | Nos. | 1200 | 2760
|  | Unskilled | 4.6 | Nos. | 870 | 4002
| Materials | Tarfelt | 22 | Sqm. | 88.8 | 1953.6
|  | Bitumen | 25 | Kg. | 110.7 | 2767.5
|  | Fire wood | 80 | Kg. | 8 | 640
|  | Sand river washed | 0.31 | Cum. | 1930 | 598.3
| Rate analysis for :10.00 Sqm. |  | Total |  |  | 12721.4
|  |  | 15 % Contractor overhead |  |  | 1908.21
|  |  | Grand Total |  |  | 14629.61
11.08 | K6(18-13A) | One layer damp proof grade tarfelt laying work. |  |  | Sqm. | 1075.9 | 1237.28
| Resources | Level/Type | Quantity | Unit | Rate | Amount | Remarks
| Labour | Skilled | 2.35 | Nos. | 1200 | 2820
|  | Unskilled | 4.6 | Nos. | 870 | 4002
| Materials | Damp proof grade tarfelt (1mx20m)=1 Role | 11 | Sqm. | 88.8 | 976.8
|  | Bitumen | 17 | Kg. | 110.7 | 1881.9
|  | Fire wood | 60 | Kg. | 8 | 480
|  | Sand river washed | 0.31 | Cum. | 1930 | 598.3
| Rate analysis for :10.00 Sqm. |  | Total |  |  | 10759
|  |  | 15 % Contractor overhead |  |  | 1613.85
|  |  | Grand Total |  |  | 12372.85
11.09 | K6(18-13B) | Two layer damp proof grade tarfelt laying work. |  |  | Sqm. | 2055.98 | 2364.37
| Resources | Level/Type | Quantity | Unit | Rate | Amount | Remarks
| Labour | Skilled | 3.5 | Nos. | 1200 | 4200
|  | Unskilled | 11.7 | Nos. | 870 | 10179
| Materials | Damp proof grade tarfelt | 22 | Sqm. | 88.8 | 1953.6
|  | Bitumen | 27 | Kg. | 110.7 | 2988.9
|  | Fire wood | 80 | Kg. | 8 | 640
|  | Sand river washed | 0.31 | Cum. | 1930 | 598.3
| Rate analysis for :10.00 Sqm. |  | Total |  |  | 20559.8
|  |  | 15 % Contractor overhead |  |  | 3083.97
|  |  | Grand Total |  |  | 23643.77
11.1 | K7 | Two coat elastocret cementious elastomeric water proofing work |  |  | Sqm. | 0 | 0
| Resources | Level/Type | Quantity | Unit | Rate | Amount | Remarks
| Labour | Skilled | 0 | Nos. | 1200 | 0
|  | Unskilled | 0 | Nos. | 870 | 0
| Materials | Heavy duty reinforced elastomeric acrylic waterproofing coating for terrace with primer(primeseal) Dr FiXIT new coat | 1 | Sqm. | 0 | 0
| Rate analysis for :1.00 Sqm. |  | Total |  |  | 0
|  |  | 15 % Contractor overhead |  |  | 0
|  |  | Grand Total |  |  | 0
11.11 | K8(18-14) | One coat rain Crystallization seal paint or equivalent paint work. |  |  | Sqm. | 0 | 0
| Resources | Level/Type | Quantity | Unit | Rate | Amount | Remarks
| Labour | Skilled | 0 | Nos. | 1200 | 0
|  | Unskilled | 0 | Nos. | 870 | 0
| Materials | Crystallization seal | 0.245 | Sqm. | 0 | 0
| Rate analysis for :1.00 Sqm. |  | Total |  |  | 0
|  |  | 15 % Contractor overhead |  |  | 0
|  |  | Grand Total |  |  | 0
11.12 | 0 | Expansion Joint Works: - Chipping and laying thermocol in the hole, masking tape on the thermocol and plaster with mixing Perma Bond SBR or eqv. modified mortar up to 40 mm wide and levelling all complete. |  |  | Sqm. | 0 | 0
| Resources | Level/Type | Quantity | Unit | Rate | Amount | Remarks
| Labour | Skilled | 0 | Nos. | 1200 | 0
|  | Unskilled | 0 | Nos. | 870 | 0
| Materials | Expansion joint materials | 1 | sqm | 0 | 0
| Rate analysis for :1.00 Sqm. |  | Total |  |  | 0
|  |  | 15 % Contractor overhead |  |  | 0
|  |  | Grand Total |  |  | 0
L - MAINTAINANCE & DISMANTLING WORK
12.01 | L1(19-1) | Dismantling work of mud masonry wall & removing of material upto 10 mtr lead. |  |  | Cum. | 922.2 | 1060.53
| Resources | Level/Type | Quantity | Unit | Rate | Amount | Remarks
| Labour | Unskilled | 1.06 | Nos. | 870 | 922.2
| Rate analysis for :1.00 Cum. |  | Total |  |  | 922.2
|  |  | 15 % Contractor overhead |  |  | 138.33
|  |  | Grand Total |  |  | 1060.53
12.02 | L2(19-2) | Dismantling work of cement masonry wall & removing of material upto 10 mtr lead. |  |  | Cum. | 1844.4 | 2121.06
| Resources | Level/Type | Quantity | Unit | Rate | Amount | Remarks
| Labour | Unskilled | 2.12 | Nos. | 870 | 1844.4
| Rate analysis for :1.00 Cum. |  | Total |  |  | 1844.4
|  |  | 15 % Contractor overhead |  |  | 276.66
|  |  | Grand Total |  |  | 2121.06
12.03 | L3(19-3) | Dismantling work of R.C.C. / R.B.C. & removing of material upto 10 mtr lead. |  |  | Cum. | 9570 | 11005.5
| Resources | Level/Type | Quantity | Unit | Rate | Amount | Remarks
| Labour | Unskilled | 11 | Nos. | 870 | 9570
| Rate analysis for :1.00 Cum. |  | Total |  |  | 9570
|  |  | 15 % Contractor overhead |  |  | 1435.5
|  |  | Grand Total |  |  | 11005.5
12.04 | L4(19-4) | Dismantling work of P.C.C. / L.C.C. & removing of material upto 10 mtr lead. |  |  | Cum. | 3480 | 4002
| Resources | Level/Type | Quantity | Unit | Rate | Amount | Remarks
| Labour | Unskilled | 4 | Nos. | 870 | 3480
| Rate analysis for :1.00 Cum. |  | Total |  |  | 3480
|  |  | 15 % Contractor overhead |  |  | 522
|  |  | Grand Total |  |  | 4002
12.05 | L5(19-5) | Dismantling work of cement sand / lime surkhee plaster & removing of material upto 10 mtr lead. |  |  | Sqm. | 93.96 | 108.05
| Resources | Level/Type | Quantity | Unit | Rate | Amount | Remarks
| Labour | Unskilled | 0.108 | Nos. | 870 | 93.96
| Rate analysis for :1.00 Sqm. |  | Total |  |  | 93.96
|  |  | 15 % Contractor overhead |  |  | 14.09
|  |  | Grand Total |  |  | 108.05
12.06 | L6(19-6) | Dismantling work of tile roof & removing of all material wood, tile upto 10 mtr lead. |  |  | Sqm. | 135.27 | 155.56
| Resources | Level/Type | Quantity | Unit | Rate | Amount | Remarks
| Labour | Skilled | 0.054 | Nos. | 1200 | 64.8
|  | Unskilled | 0.081 | Nos. | 870 | 70.47
| Rate analysis for :1.00 Sqm. |  | Total |  |  | 135.27
|  |  | 15 % Contractor overhead |  |  | 20.29
|  |  | Grand Total |  |  | 155.56
12.07 | L7 | Wood preservative paint painting work |  |  | Sqm. | 469.82 | 540.29
| Resources | Level/Type | Quantity | Unit | Rate | Amount | Remarks
| Labour | Skilled | 0.22 | Nos. | 1200 | 264
|  | Unskilled | 0.1 | Nos. | 870 | 87
|  | Wood preservative paint | 0.245 | Ltr. | 485 | 118.82
| Rate analysis for :1.00 Sqm. |  | Total |  |  | 469.82
|  |  | 15 % Contractor overhead |  |  | 70.47
|  |  | Grand Total |  |  | 540.29
12.08 | L11 | Clearance work of old existing marble floor with Oxalic acid & carborundum stone |  |  | Sqm.. | 322.55 | 370.94
| Resources | Level/Type | Quantity | Unit | Rate | Amount | Remarks
|  | Unskilled | 3.375 | Nos. | 870 | 2936.25
| Materials | Oxalic acid powder | 0.185 | Kg. | 191 | 35.33 | NCN 11-6
|  | Carborendam Stone | 1 | Nos. | 254 | 254 | L.S.
| Rate analysis for : 10.00 Sqm. |  | Total |  |  | 3225.58
|  |  | 15 % Contractor overhead |  |  | 483.83
|  |  | Grand Total |  |  | 3709.41
12.09 | L12 | Clearance work of old existing parket & polishing work |  |  | Sqm.. | 93.16 | 107.13
| Resources | Level/Type | Quantity | Unit | Rate | Amount | Remarks
|  | Unskilled | 0.38 | Nos. | 870 | 330.6
| Materials | Sand paper |  | LS | 23 | 23 | L.S.
|  | Main polish |  | LS | 578 | 578 | L.S.
| Rate analysis for : 10.00 Sqm. |  | Total |  |  | 931.6
|  |  | 15 % Contractor overhead |  |  | 139.74
|  |  | Grand Total |  |  | 1071.34
12.1 | L13 | Clearance work of old existing mosaic floor with Oxalic acid , main polish , turpentine oil & carborundum stone |  |  | Sqm.. | 340.87 | 392.01
| Resources | Level/Type | Quantity | Unit | Rate | Amount | Remarks
|  | Unskilled | 3.38 | Nos. | 870 | 2940.6
| Materials | Oxalic acid powder | 0.37 | Kg. | 191 | 70.67
|  | Main Polish | 0.118 | Kg. | 578 | 68.2
|  | Tarpaintain oil | 0.538 | Ltr. | 140 | 75.32
|  | Carborendam Stone | 1 | Nos. | 254 | 254 | L.S.
| Rate analysis for : 10.00 Sqm. |  | Total |  |  | 3408.79
|  |  | 15 % Contractor overhead |  |  | 511.31
|  |  | Grand Total |  |  | 3920.1
12.11 | L14(A) | Clearance work of brick from mud masonry wall & stacking of brick for re-used |  |  | Nos. | 3.78 | 4.35
| Resources | Level/Type | Quantity | Unit | Rate | Amount | Remarks
| Labour | Skilled | 0.04 | Nos. | 1200 | 48
|  | Unskilled | 3.9 | Nos. | 870 | 3393
| Equipment | Pully, dori,gas cutter & gas etc | 10% of Labour |  |  | 344.1
| Rate analysis for : 1000.00 Nos. |  | Total |  |  | 3785.1
|  |  | 15 % Contractor overhead |  |  | 567.76
|  |  | Grand Total |  |  | 4352.86
12.12 | L14(C) | Clearance work of brick from cement masonry wall & stacking of brick for re-used |  |  | Nos. | 6.22 | 7.15
| Resources | Level/Type | Quantity | Unit | Rate | Amount | Remarks
| Labour | Skilled | 1.2 | Nos. | 1200 | 1440
|  | Unskilled | 4.85 | Nos. | 870 | 4219.5
| Equipment | Pully, dori,gas cutter & gas etc | 10% of Labour |  |  | 565.95
| Rate analysis for : 1000.00 Nos. |  | Total |  |  | 6225.45
|  |  | 15 % Contractor overhead |  |  | 933.81
|  |  | Grand Total |  |  | 7159.26
12.13 | L15(B) | Clearance work of stone from cement masonry wall & stacking of stone for re-used |  |  | Cum. | 1327.72 | 1526.87
| Resources | Level/Type | Quantity | Unit | Rate | Amount | Remarks
| Labour | Skilled | 0.22 | Nos. | 1200 | 264
|  | Unskilled | 1.15 | Nos. | 870 | 1000.5
| Equipment | Pully, dori,gas cutter & gas etc | 5% of Labour |  |  | 63.22
| Rate analysis for : 1.00 Cum. |  | Total |  |  | 1327.72
|  |  | 15 % Contractor overhead |  |  | 199.15
|  |  | Grand Total |  |  | 1526.87
12.13a | L15(B) | Clearance work of stone from mud masonry wall & stacking of stone for re-used |  |  | Cum. | 1078.19 | 1239.91
| Resources | Level/Type | Quantity | Unit | Rate | Amount | Remarks
| Labour | Skilled | 0.18333 | Nos. | 1200 | 220
|  | Unskilled | 0.92742 | Nos. | 870 | 806.85
| Equipment | Pully, dori,gas cutter & gas etc | 5% of Labour |  |  | 51.34
| Rate analysis for : 1.00 Cum. |  | Total |  |  | 1078.19
|  |  | 15 % Contractor overhead |  |  | 161.72
|  |  | Grand Total |  |  | 1239.91
12.14 | L19(A) | Dismantling work of R. C. C. barbed wire fencing work with earthwork excavation filling & leveling |  |  | Sqm. | 391.5 | 450.22
| Resources | Level/Type | Quantity | Unit | Rate | Amount | Remarks
|  | Unskilled | 0.45 | Nos. | 870 | 391.5
| Rate analysis for : 1.00 Sqm. |  | Total |  |  | 391.5
|  |  | 15 % Contractor overhead |  |  | 58.72
|  |  | Grand Total |  |  | 450.22
12.15 | L19(B) | Dismantling work of IRON. barbed wire fencing work with earthwork excavation filling & leveling |  |  | Sqm. | 365.4 | 420.21
| Resources | Level/Type | Quantity | Unit | Rate | Amount | Remarks
|  | Unskilled | 0.42 | Nos. | 870 | 365.4
| Rate analysis for : 1.00 Sqm. |  | Total |  |  | 365.4
|  |  | 15 % Contractor overhead |  |  | 54.81
|  |  | Grand Total |  |  | 420.21
12.16 | L19(C) | Dismantling work of WOODEN. barbed wire fencing work with earthwork excavation filling & leveling |  |  | Sqm. | 348 | 400.2
| Resources | Level/Type | Quantity | Unit | Rate | Amount | Remarks
|  | Unskilled | 0.4 | Nos. | 870 | 348
| Rate analysis for : 1.00 Sqm. |  | Total |  |  | 348
|  |  | 15 % Contractor overhead |  |  | 52.2
|  |  | Grand Total |  |  | 400.2
12.17 | L19(C) | Dismantling work of M.S. bar from R.C.C./R.B.C.& stacking upto 10 mtr. |  |  | Sqm. | 1164 | 1338.6
| Resources | Level/Type | Quantity | Unit | Rate | Amount | Remarks
| Labour | Skilled | 0.1 | Nos. | 1200 | 120
|  | Unskilled | 1.2 | Nos. | 870 | 1044
| Rate analysis for : 1.00 Sqm. |  | Total |  |  | 1164
|  |  | 15 % Contractor overhead |  |  | 174.6
|  |  | Grand Total |  |  | 1338.6
12.18 | L21 | Dismantling work of Gabian work |  |  | Sqm. | 1208.7 | 1390
| Resources | Level/Type | Quantity | Unit | Rate | Amount | Remarks
| Labour | Skilled | 1 | Nos. | 1200 | 1200
|  | Unskilled | 0.01 | Nos. | 870 | 8.7
| Rate analysis for :1.00 Sqm. |  | Total |  |  | 1208.7
|  |  | 15 % Contractor overhead |  |  | 181.3
|  |  | Grand Total |  |  | 1390
12.19 | L22 | Dismantling work of cgi sheet roof & removing of all material wood, cgi sheet upto 10 mtr lead. |  |  | Sqm. | 67.2 | 77.28
| Resources | Level/Type | Quantity | Unit | Rate | Amount | Remarks
| Labour | Skilled | 0.027 | Nos. | 1200 | 32.4
|  | Unskilled | 0.04 | Nos. | 870 | 34.8
| Rate analysis for :1.00 Sqm. |  | Total |  |  | 67.2
|  |  | 15 % Contractor overhead |  |  | 10.08
|  |  | Grand Total |  |  | 77.28
M - METAL, FENCING & RAILING WORK
13.01 | M1(24-1A) | 3 x 20mm Metal Grill including manufacturing, fitting, painting with Aluminium paint, sand papering all complete(15kg/sqm) |  |  | Sqm. | 2550 | 2932.5
| Resources | Level/Type | Quantity | Unit | Rate | Amount | Remarks
| Material | MS grill 3*20 mm (15 kg/sqm) | 150 | Kg. | 170 | 25500
| Rate analysis for :10.00 Sqm. |  | Total |  |  | 25500
|  |  | 15 % Contractor overhead |  |  | 3825
|  |  | Grand Total |  |  | 29325
13.02 | M2(24-1B) | 4.5 x 20mm Metal Grill including manufacturing, fitting, painting with Aluminium paint, sand papering all complete(21.5 kg/sqm) |  |  | Sqm. | 3655 | 4203.25
| Resources | Level/Type | Quantity | Unit | Rate | Amount | Remarks
| Material | MS grill 4.5*20 mm (21.5 kg/sqm) | 215 | Kg. | 170 | 36550
| Rate analysis for :10.00 Sqm. |  | Total |  |  | 36550
|  |  | 15 % Contractor overhead |  |  | 5482.5
|  |  | Grand Total |  |  | 42032.5
13.03 | M3 | 12x12 mm solid core square rod M. S. grill with 4.5x20 Metal frame |  |  | Sqm. | 3298.32 | 3793.06
| Resources | Level/Type | Quantity | Unit | Rate | Amount | Remarks
| Labour | Skilled | 0.7 | Nos. | 1200 | 840
|  | Unskilled | 0.6 | Nos. | 870 | 522
|  | MS plate 4.5 x 20 mm | 28.24 | Kg. | 130 | 3671.2 |  |  | 0.00912 | 71.592 | 286.368
| Material | Square rod 12 mm solid core | 215 | Kg. | 130 | 27950 |  |  |  | 2.5351
| Rate analysis for :10.00 Sqm. |  | Total |  |  | 32983.2
|  |  | 15 % Contractor overhead |  |  | 4947.48
|  |  | Grand Total |  |  | 37930.68
13.04 | M4 | Fabricating, supplying & fixing of different size M.S. angle |  |  | Kg. | 214.68 | 246.88
| Resources | Level/Type | Quantity | Unit | Rate | Amount | Remarks
| Labours | Skilled | 0.687 | Nos. | 1200 | 824.4
|  | Unskilled | 0.781 | Nos. | 870 | 679.47
| Material | MS angle different size | 18.94 | Kg. | 130 | 2462.2
|  | Primer etc | L.S. |  |  | 100
| Rate analysis for :18.94 Kg. |  | Total |  |  | 4066.07
|  |  | 15 % Contractor overhead |  |  | 609.91
|  |  | Grand Total |  |  | 4675.98
13.05 | M5 | Spiral stair case with 4" medium post,3*20 mm sheet ,32 mm handrail all complete |  |  | RM | 11100 | 12765
| Resources | Level/Type | Quantity | Unit | Rate | Amount | Remarks
|  | MS Spiral Staircase Readymade | 1 | Rm | 11100 | 11100
| Rate analysis for : 1.00 kg |  | Total |  |  | 11100
|  |  | 15 % Contractor overhead |  |  | 1665
|  |  | Grand Total |  |  | 12765
13.06 | M6(24-2) | Providing & fixing MS folded sheet rolling shutters with iron clamps, spring and axle of good quality finish with one coat red- oxide paint on shutter and oiling on spring and axle. |  |  | Sqm. | 7400 | 8510
| Resources | Level/Type | Quantity | Unit | Rate | Amount | Remarks
|  | Rolling Shutter | 1 | Nos. | 7400 | 7400
| Rate analysis for : 1.00Rmtr |  | Total |  |  | 7400
|  |  | 15 % Contractor overhead |  |  | 1110
|  |  | Grand Total |  |  | 8510
13.07 | M7(24-4) | Collapsible shutter including manufacturing, welding, supply of material, painting and fixing |  |  | Sqm. | 7400 | 8510
| Resources | Level/Type | Quantity | Unit | Rate | Amount | Remarks
| Material | Collapisible gate (40 kg/sqm.) | 10 | Sqm. | 7400 | 74000
| Rate analysis for :10.00 Sqm. |  | Total |  |  | 74000
|  |  | 15 % Contractor overhead |  |  | 11100
|  |  | Grand Total |  |  | 85100
13.08 | M8(24-3) | Providing and fixing MS gate as per drawing with 50 mm X 50 mm X 3 mm MS angle, 25 mm X 25 mm MS square pipe, 16 gauge MS flat sheet, 12 mm X 3 mm MS flat , ready made pivot hing welded to 175 mm long angle hold fast embedded in concrete and iron locking arrangement over one coat primer . |  |  | Sqm. | 6975 | 8021.25
| Resources | Level/Type | Quantity | Unit | Rate | Amount | Remarks
| Labour | Fixing charge |  | L.S. |  | 5000
| Material | MS grill gate 5*20 mm(35 kg/sqm) | 10 | Sqm. | 6475 | 64750
| Rate analysis for :10.00 Sqm. |  | Total |  |  | 69750
|  |  | 15 % Contractor overhead |  |  | 10462.5
|  |  | Grand Total |  |  | 80212.5
13.09 | M8(24-3) | Providing and fixing MS gate as per drawing with 50 mm X 50 mm X 3 mm MS angle, 25 mm X 25 mm MS square pipe, ready made pivot hing welded to 175 mm long angle hold fast embedded in concrete and iron locking arrangement over one coat primer. |  |  | Sqm. | 7900 | 9085
| Resources | Level/Type | Quantity | Unit | Rate | Amount | Remarks
| Labour | Fixing charge |  | L.S. |  | 5000
| Material | MS grill gate 5*25 mm(40 kg/sqm) M. sheet | 10 | Sqm. | 7400 | 74000
| Rate analysis for :10.00 Sqm. |  | Total |  |  | 79000
|  |  | 15 % Contractor overhead |  |  | 11850
|  |  | Grand Total |  |  | 90850
13.1 | M9(24-6) | Supplying and fixing of Barbed wire 14 gauge including hooks, nails etc |  |  | Rmtr. | 81.11 | 93.28
| Resources | Level/Type | Quantity | Unit | Rate | Amount | Remarks
| Labours | Skilled | 1.076 | Nos. | 1200 | 1291.2
|  | Unskilled | 5.38 | Nos. | 870 | 4680.6
| Material | Barbed wire 14 gauge | 110 | Rmtr. | 19 | 2090
|  | U-nail, killa etc | L. S. |  |  | 50
| Rate analysis for :100.00 Rmtr. |  | Total |  |  | 8111.8
|  |  | 15 % Contractor overhead |  |  | 1216.77
|  |  | Grand Total |  |  | 9328.57
13.11 | M10(24-7) | Supplying and fixing of Barbed wire 12 gauge including hooks, nails etc 5 H+2D with 75x100 mm sal wood 2100 mm long . |  |  | Rmtr. | 1596.97 | 1836.51
| Resources | Level/Type | Quantity | Unit | Rate | Amount | Remarks
| Labours | Skilled | 1 | Nos. | 1200 | 1200
|  | Unskilled | 2 | Nos. | 870 | 1740
| Material | Wood Sal | 0.19 | Cum. | 211680 | 40219.2
|  | Barbed wire 12 gauge | 250 | Rmtr. | 19 | 4750
|  | U-nail | 77 | Nos. | 0 | 0
| Rate analysis for :30.00 Rmtr. |  | Total |  |  | 47909.2
|  |  | 15 % Contractor overhead |  |  | 7186.38
|  |  | Grand Total |  |  | 55095.58
13.12 | M11 | Fabricating, supplying & fixing of different size M.S. black pipe Truss with metal primer |  |  | Kg. | 224.68 | 258.38
| Resources | Level/Type | Quantity | Unit | Rate | Amount | Remarks
| Labours | Skilled | 0.687 | Nos. | 1200 | 824.4
|  | Unskilled | 0.781 | Nos. | 870 | 679.47
| Material | MS black pipe | 18.94 | Kg. | 140 | 2651.6
|  | Primer etc | L.S. |  |  | 100
| Rate analysis for : 18.94 Kg. |  | Total |  |  | 4255.47
|  |  | 15 % Contractor overhead |  |  | 638.32
|  |  | Grand Total |  |  | 4893.79
13.13 | M12 | Supplying & fixing work of 50 mm Ø MS black pipe @ 2.0 mtr with 10 S.W.G.G. I. Chain Link 2"x2" mesh size fixing in 4x20x20 mm & 4x25x25 mm ms angle frame & top 3x20 mm MS grill 15 cm height with primer coat.. |  |  | Sqm. | #VALUE! | #VALUE!
| Resources | Level/Type | Quantity | Unit | Rate | Amount | Remarks
| Labours | Skilled | 7 | Nos. | 1200 | 8400 | 12750
|  | Unskilled | 5 | Nos. | 870 | 4350
| Material | MS Black pipe | 35.51 | Kg. | 140 | 4971.4 | #VALUE!
|  | Angle 4x25x25 | 32.06 | Kg. | 130 | 4167.8
|  | Angle 4x20x20 | 25.19 | Kg. | 130 | 3274.7
|  | Grill 3x20 | 14.76 | Kg. | 170 | 2509.2
|  | Chain Link 2"x2" mesh (10 SWG G. I.) | 10 | Kg. | . | #VALUE!
|  | Fabrication charge | 15% of materials |  |  | #VALUE!
| Rate analysis for : 10.00 Sqm. |  | Total |  |  | #VALUE!
|  |  | 15 % Contractor overhead |  |  | #VALUE!
|  |  | Grand Total |  |  | #VALUE!
13.14 | M13 | Supplying & fixing work of 50 mm Ø MS black pipe @ 2.0 mtr with 7 mm Ø TMT bar mesh 62x62 mm size 4x25x25 mm ms angle frame & top 3x20 mm MS grill 15 cm height with primer coat.. |  |  | Sqm. | 3349.53 | 3851.96
| Resources | Level/Type | Quantity | Unit | Rate | Amount | Remarks
| Labours | Skilled | 7 | Nos. | 1200 | 8400 | 12750
|  | Unskilled | 5 | Nos. | 870 | 4350
| Material | MS Black pipe | 35.51 | Kg. | 140 | 4971.4 | 18039.45
|  | Angle | 32.06 | Kg. | 130 | 4167.8
|  | MS grill | 14.76 | Kg. | 130 | 1918.8
|  | TMT reinforcement bar 7 mm Ø | 66.49 | Kg. | 105 | 6981.45
|  | Fabrication charge | 15% of materials |  |  | 2705.91
| Rate analysis for : 10.00 Sqm. |  | Total |  |  | 33495.36
|  |  | 15 % Contractor overhead |  |  | 5024.3
|  |  | Grand Total |  |  | 38519.66
13.15 | M14 | 900 mm height stainless steel staircase railing work |  |  | Rmtr. | 5248 | 6035.2
| Resources | Level/Type | Quantity | Unit | Rate | Amount | Remarks
| Labours | Skilled |  | Nos. |  | 0 | 0
|  | Unskilled |  | Nos. |  | 0
| Material | Stainless Steel 50mm dia Handrail pipe,in between 20 mm dia sspipe 3 line ,40 mm vertical post 8/8 ft apart and 75 mm baluster pipe with 900 mm height all complete | 1 | Rmtr. | 5248 | 5248 | 5248
| Rate analysis for : 1.00Rm |  | Total |  |  | 5248
|  |  | 15 % Contractor overhead |  |  | 787.2
|  |  | Grand Total |  |  | 6035.2
13.16 | M15 | Stainless Steel Railing for Verandah (S.S.Pipe of 20 mm ( 3) lines) Fabrication & installation (50mm dia. Hand rail, 40mm dia.Vertical post 8/8 apart ) 90 cm height good finishing including fixing as per speciication and instruction complete work |  |  | Sqm. | 5248 | 6035.2
| Resources | Level/Type | Quantity | Unit | Rate | Amount | Remarks
| Labours | Skilled |  | Nos. |  | 0 | 0
|  | Unskilled |  | Nos. |  | 0
| Material | Stainless Steel Railing for Verandah (S.S.Pipe of 20 mm ( 3) lines) Fabrication & installation (50mm dia. Hand rail, 40mm dia.Vertical post 8/8 apart ) 90 cm height good finishing including fixing as per speciication and instruction complete work | 1 | Rmtr. | 5248 | 5248 | 5248
| Rate analysis for : 1 Sqm. |  | Total |  |  | 5248
|  |  | 15 % Contractor overhead |  |  | 787.2
|  |  | Grand Total |  |  | 6035.2
13.17 | M16 | Supplying & fixing work of 150x150 mm size sisham wood ornamental post , 75x75 mm size bluster with 75x100 mm hand rail. |  |  | Sqm. | 0 | 0
| Resources | Level/Type | Quantity | Unit | Rate | Amount | Remarks
| Labours | Skilled | 5.72 | Nos. | 1200 | 6864 | 7316.4
|  | Unskilled | 0.52 | Nos. | 870 | 452.4
| Material | Wood Sisham | 0.329 | Cum. | 126619.92 | 41657.95 | 41657.95
|  | Ornamental work | 9 | Sqm. | -
| Rate analysis for : 9.00 Sqm. |  | Total
15 % Contractor overhead
Grand Total
13.18 | M17 | Hand rail 2.5"x5" size sisham wood supplying & fixing work |  |  | Rmtr. | 207 | 238.05
| Resources | Level/Type | Quantity | Unit | Rate | Amount | Remarks
| Labours | Skilled | 0.1 | Nos. | 1200 | 120 | LS
|  | Unskilled | 0.1 | Nos. | 870 | 87 | LS
| Material | Wood sisham | 0.0078 | Cum. | 0 | 0
| Rate analysis for : 1.00 Rmtr |  | Total |  |  | 207
|  |  | 15 % Contractor overhead |  |  | 31.05
|  |  | Grand Total |  |  | 238.05
13.19 | M18 | Supplying & fixing work of 20x20 mm square pipe railing two nos. every trade 900 to 1000 mm height with 3"x4" sisham wood hand rail |  |  | Rmtr. | 2690.3778 | 3093.9333
| Resources | Level/Type | Quantity | Unit | Rate | Amount | Remarks
| Labours | Skilled | 0.2 | Nos. | 1200 | 240
|  | Unskilled | 0.2 | Nos. | 870 | 174
| Material | Wood sisham | 0.0244 | Cum. | 126619.92 | 3089.52
|  | Square pipe1"x1" | 16.2 | Rmtr | 130 | 2106
|  | MS plate 4x20 | 2.65 | kgs | 130 | 344.5
|  | MS Black pipe 40mm dia. | 6.5 | kgs | 140 | 910
|  | Welding charge |  | ls |  | 400
| Rate analysis for : 2.70 Rmtr |  | Total |  |  | 7264.02
|  |  | 15 % Contractor overhead |  |  | 1089.6
|  |  | Grand Total |  |  | 8353.62
13.2 | M19 | Supplying & fixing work of 20x20 mm square pipe railing two nos. every trade 900 to 1000 mm height with 40 mm MS black pipe hand rail |  |  | Rmtr. | 1258.44 | 1447.21
| Resources | Level/Type | Quantity | Unit | Rate | Amount | Remarks
| Labours | Skilled | 0 | Nos. | 1200 | 0 | 0
|  | Unskilled | 0 | Nos. | 870 | 0
| Material | Square pipe1"x1" | 18.2 | Kg. | 130 | 2366
|  | MS plate 4x20 | 4.6 | kgs | 130 | 598
|  | MS Black pipe 40mm dia. | 18.57 | kgs | 140 | 2599.8
|  | Welding charge |  | LS |  | 200
| Rate analysis for : 2.70 Rmtr |  | Total |  |  | 3397.8
|  |  | 15 % Contractor overhead |  |  | 509.67
|  |  | Grand Total |  |  | 3907.47
O - ROAD WORK
15.01 | O1 | Subgrade preparing work with simple mud cutting 10 mtr. lead |  |  | Sqm. | 134.41 | 154.57
| Resources | Level/Type | Quantity | Unit | Rate | Amount | Remarks
| Labours | Unskilled | 0.15 | Nos. | 870 | 130.5
| Material | T & P | 3 % of labour |  |  | 3.91
| Rate analysis for : 1.00 Sqm. |  | Total |  |  | 134.41
|  |  | 15 % Contractor overhead |  |  | 20.16
|  |  | Grand Total |  |  | 154.57
15.02 | O2 | Rolling work |  |  | Sqm. | 29.43 | 33.85
| Resources | Level/Type | Quantity | Unit | Rate | Amount | Remarks
| Labours | Unskilled | 0.5 | Nos. | 870 | 435
| Equipment | Road roller 8-10 M.T. with fuel | 1.6 | Hours | 1568 | 2508.8
| Rate analysis for : 100.00 Cum. |  | Total |  |  | 2943.8
|  |  | 15 % Contractor overhead |  |  | 441.57
|  |  | Grand Total |  |  | 3385.37
15.03 | O3(15-9A) | 10 cm. compact sub base laying work with sand mixed gravel, load unload & proper levelling. |  |  | Sqm. | 327.65 | 376.79
| Resources | Level/Type | Quantity | Unit | Rate | Amount | Remarks
| Labours | Unskilled | 0.15 | Nos. | 870 | 130.5
| Material | Sand mixed gravel | 0.128 | Cum. | 1430 | 183.04
| Equipment | Road roller 8-10 M.T. with fuel | 0.009 | Hours | 1568 | 14.11
| Rate analysis for : 1.00 Sqm. |  | Total |  |  | 327.65
|  |  | 15 % Contractor overhead |  |  | 49.14
|  |  | Grand Total |  |  | 376.79
15.04 | O3(15-9C) | 15 cm. compact sub base laying work with sand mixed gravel, load unload & proper levelling. |  |  | Sqm. | 460.24 | 529.27
| Resources | Level/Type | Quantity | Unit | Rate | Amount | Remarks
| Labours | Unskilled | 0.19 | Nos. | 870 | 165.3
| Material | Sand mixed gravel | 0.192 | Cum. | 1430 | 274.56
| Equipment | Road roller 8-10 M.T. with fuel | 0.013 | Hours | 1568 | 20.38
| Rate analysis for : 1.00 Sqm. |  | Total |  |  | 460.24
|  |  | 15 % Contractor overhead |  |  | 69.03
|  |  | Grand Total |  |  | 529.27
15.05 | O3(15-9D) | 20 cm. compact sub base laying work with sand mixed gravel, load unload & proper levelling. |  |  | Sqm. | 577 | 663.55
| Resources | Level/Type | Quantity | Unit | Rate | Amount | Remarks
| Labours | Unskilled | 0.21 | Nos. | 870 | 182.7
| Material | Sand mixed gravel | 0.256 | Cum. | 1430 | 366.08
| Equipment | Road roller 8-10 M.T. with fuel | 0.018 | Hours | 1568 | 28.22
| Rate analysis for : 1.00 Sqm. |  | Total |  |  | 577
|  |  | 15 % Contractor overhead |  |  | 86.55
|  |  | Grand Total |  |  | 663.55
25 Aluminium WORK
25.01 | 1 | Providing and fixing Single Panel Casement (Hinged) Door of aluminium section in natural or color anodized/powder coated color Section size (102x45x1.5 mm) fitted with 5 mm clear glass or 9 mm both side laminated board (excluding the cost of handle and door closer). |  |  | Sqm. | 7413.64 | 8525.68
| Resources | Level/Type | Quantity | Unit | Rate | Amount | Remarks
| Labour | Skilled | 0 | Nos. | 1200 | 0
|  | Unskilled | 0 | Nos. | 870 | 0
| Materials | Providing and fixing Single Panel Casement (Hinged) Door of aluminium section in natural or color anodized/powder coated color Section size (102x45x1.5 mm) fitted with 5 mm clear glass or 9 mm both side laminated board (excluding the cost of handle and door closer). | 1 | Sqm. | 7413.64 | 7413.64 | ktm pg-32(1) 102 series window
| Rate analysis for : 1.00 Sqm. |  | Total |  |  | 7413.64
|  |  | 15 % Contractor overhead |  |  | 1112.04
|  |  | Grand Total |  |  | 8525.68
25.02 | 2 | Providing and fixing Double Panel Casement (Hinged) Door of aluminium section in natural or color anodized/powder coated color Section size (102x45x1.5 mm) fitted with 5 mm clear glass or 9 mm both side laminated board (excluding the cost of handle and door closer). |  |  | Sqm. | 8166.84 | 9391.86 |  |  | 0
| Resources | Level/Type | Quantity | Unit | Rate | Amount | Remarks
| Labour | Skilled | 0 | Nos. | 1200 | 0
|  | Unskilled | 0 | Nos. | 870 | 0
| Materials | Providing and fixing Double Panel Casement (Hinged) Door of aluminium section in natural or color anodized/powder coated color Section size (102x45x1.5 mm) fitted with 5 mm clear glass or 9 mm both side laminated board (excluding the cost of handle and door closer). | 1 | Sqm. | 8166.84 | 8166.84 | ktm pg-32(2) 102 series window
| Rate analysis for : 1.00 Sqm. |  | Total |  |  | 8166.84
|  |  | 15 % Contractor overhead |  |  | 1225.02
|  |  | Grand Total |  |  | 9391.86
25.03 | 3 | Providing and fixing Single Panel Swing Door of aluminium section in natural or color anodized/powder coated color Section size (102x45x1.5 mm) fitted with 5 mm clear glass or 9 mm both side laminated board (excluding the cost of handle and door closer). |  |  | Sqm. | 9436.52 | 10851.99
| Resources | Level/Type | Quantity | Unit | Rate | Amount | Remarks
| Labour | Skilled | 0 | Nos. | 1200 | 0
|  | Unskilled | 0 | Nos. | 870 | 0
| Materials | Providing and fixing Single Panel Swing Door of aluminium section in natural or color anodized/powder coated color Section size (102x45x1.5 mm) fitted with 5 mm clear glass or 9 mm both side laminated board (excluding the cost of handle and door closer). | 1 | Sqm. | 9436.52 | 9436.52 | ktm pg-32(3) 102 series window
| Rate analysis for : 1.00 Sqm. |  | Total |  |  | 9436.52
|  |  | 15 % Contractor overhead |  |  | 1415.47
|  |  | Grand Total |  |  | 10851.99
25.04 | 4 | Providing and fixing Double Panel Swing Door of aluminium section in natural or color anodized/powder coated color Section size (102x45x1.5 mm) fitted with 5 mm clear glass or 9 mm both side laminated board (excluding the cost of handle and door closer). |  |  | Sqm. | 10394.16 | 11953.28
| Resources | Level/Type | Quantity | Unit | Rate | Amount | Remarks
| Labour | Skilled | 0 | Nos. | 1200 | 0
|  | Unskilled | 0 | Nos. | 870 | 0
| Materials | Providing and fixing Double Panel Swing Door of aluminium section in natural or color anodized/powder coated color Section size (102x45x1.5 mm) fitted with 5 mm clear glass or 9 mm both side laminated board (excluding the cost of handle and door closer). | 1 | Sqm. | 10394.16 | 10394.16 | ktm pg-32(4) 102 series window
| Rate analysis for : 1.00 Sqm. |  | Total |  |  | 10394.16
|  |  | 15 % Contractor overhead |  |  | 1559.12
|  |  | Grand Total |  |  | 11953.28
25.05 | 5 | Providing and fixing 2 or 3 Panel Sliding Window of aluminium section in naturally anodized or Black anodized/powder coaded color, Section size (87x56x1.2) fitted with 5 mm clear glass without fly mesh shutter.(window size 6'x5' or average area 30 sq. feet per window). |  |  | Sqm. | 5918 | 6805.7
| Resources | Level/Type | Quantity | Unit | Rate | Amount | Remarks
| Labour | Skilled | 0 | Nos. | 1200 | 0
|  | Unskilled | 0 | Nos. | 870 | 0
| Materials | Providing and fixing 2 or 3 Panel Sliding Window of aluminium section in naturally anodized or Black anodized/powder coated color, Section size (87x56x1.2) fitted with 5 mm clear glass without fly mesh shutter.(window size 6'x5' or average area 30 sq. feet per window). | 1 | Sqm. | 5918 | 5918 | ktm pg-32(1) 90 series window
| Rate analysis for : 1.00 Sqm. |  | Total |  |  | 5918
|  |  | 15 % Contractor overhead |  |  | 887.7
|  |  | Grand Total |  |  | 6805.7
25.06 | 6 | Providing and fixing 2 or 3 Panel Sliding Window of aluminium section in naturally anodized or Black anodized/powder coaded color, Section size (87x56x1.5) fitted with 5 mm clear glass without fly mesh shutter.(window size 6'x5' or average area 30 sq. feet per window). |  |  | Sqm. | 6821.84 | 7845.11
| Resources | Level/Type | Quantity | Unit | Rate | Amount | Remarks
| Labour | Skilled | 0 | Nos. | 1200 | 0
|  | Unskilled | 0 | Nos. | 870 | 0
| Materials | Providing and fixing 2 or 3 Panel Sliding Window of aluminium section in naturally anodized or Black anodized/powder coated color, Section size (87x56x1.5) fitted with 5 mm clear glass without fly mesh shutter.(window size 6'x5' or average area 30 sq. feet per window). | 1 | Sqm. | 6821.84 | 6821.84 | ktm pg-33(2) 90 series window
| Rate analysis for : 1.00 Sqm. |  | Total |  |  | 6821.84
|  |  | 15 % Contractor overhead |  |  | 1023.27
|  |  | Grand Total |  |  | 7845.11
25.07 | 7 | Providing and fixing 2 or 3 Panel Sliding Window with top fix glass of aluminium section in naturally anodized or Black anodized/powder coated color, Section size (87x56x1.20) fitted with 5 mm clear glass without fly mesh shutter.(window size 6'x5' or average area 30 sq. feet per window). |  |  | Sqm. | 6445.24 | 7412.02
| Resources | Level/Type | Quantity | Unit | Rate | Amount | Remarks
| Labour | Skilled | 0 | Nos. | 1200 | 0
|  | Unskilled | 0 | Nos. | 870 | 0
| Materials | Providing and fixing 2 or 3 Panel Sliding Window with top fix glass of aluminium section in naturally anodized or Black anodized/powder coated color, Section size (87x56x1.20) fitted with 5 mm clear glass without fly mesh shutter.(window size 6'x5' or average area 30 sq. feet per window). | 1 | Sqm. | 6445.24 | 6445.24 | ktm pg-33(3) 90 series window
| Rate analysis for : 1.00 Sqm. |  | Total |  |  | 6445.24
|  |  | 15 % Contractor overhead |  |  | 966.78
|  |  | Grand Total |  |  | 7412.02
25.08 | 8 | Providing and fixing 2 or 3 Panel Sliding Window with top fix glass of aluminium section in naturally anodized or Black anodized/powder coated color, Section size (87x56x1.50) fitted with 5 mm clear glass without fly mesh shutter.(window size 6'x5' or average area 30 sq. feet per window). |  |  | Sqm. | 7424.4 | 8538.06
| Resources | Level/Type | Quantity | Unit | Rate | Amount | Remarks
| Labour | Skilled | 0 | Nos. | 1200 | 0
|  | Unskilled | 0 | Nos. | 870 | 0
| Materials | Providing and fixing 2 or 3 Panel Sliding Window with top fix glass of aluminium section in naturally anodized or Black anodized/powder coated color, Section size (87x56x1.50) fitted with 5 mm clear glass without fly mesh shutter.(window size 6'x5' or average area 30 sq. feet per window). | 1 | Sqm. | 7424.4 | 7424.4 | ktm pg-33(4) 90 series window
| Rate analysis for : 1.00 Sqm. |  | Total |  |  | 7424.4
|  |  | 15 % Contractor overhead |  |  | 1113.66
|  |  | Grand Total |  |  | 8538.06
25.09 | 9 | Providing and fixing Fixed Window of aluminium section in naturally anodized or Black anodized/powder coated color, Section size (87x25+12x1.20) fitted with 5 mm clear glass without fly mesh shutter.(Average area 5 sq. feet per Panel). |  |  | Sqm. | 4906.56 | 5642.54
| Resources | Level/Type | Quantity | Unit | Rate | Amount | Remarks
| Labour | Skilled | 0 | Nos. | 1200 | 0
|  | Unskilled | 0 | Nos. | 870 | 0
| Materials | Providing and fixing Fixed Window of aluminium section in naturally anodized or Black anodized/powder coated color, Section size (87x25+12x1.20) fitted with 5 mm clear glass without fly mesh shutter.(Average area 5 sq. feet per Panel). | 1 | Sqm. | 4906.56 | 4906.56 | ktm pg-33(5) 90 series window
| Rate analysis for : 1.00 Sqm. |  | Total |  |  | 4906.56
|  |  | 15 % Contractor overhead |  |  | 735.98
|  |  | Grand Total |  |  | 5642.54
25.1 | 10 | Providing and fixing Fixed Window of aluminium section in naturally anodized or Black anodized/powder coated color, Section size (87x25+12x1.50) fitted with 5 mm clear glass with out fly mesh shutter.(Average area 5 sq. feet per Panel). |  |  | Sqm. | 5638.24 | 6483.97
| Resources | Level/Type | Quantity | Unit | Rate | Amount | Remarks
| Labour | Skilled | 0 | Nos. | 1200 | 0
|  | Unskilled | 0 | Nos. | 870 | 0
| Materials | Providing and fixing Fixed Window of aluminium section in naturally anodized or Black anodized/powder coated color, Section size (87x25+12x1.50) fitted with 5 mm clear glass with out fly mesh shutter.(Average area 5 sq. feet per Panel). | 1 | Sqm. | 5638.24 | 5638.24 | ktm pg-33(6) 90 series window
| Rate analysis for : 1.00 Sqm. |  | Total |  |  | 5638.24
|  |  | 15 % Contractor overhead |  |  | 845.73
|  |  | Grand Total |  |  | 6483.97
25.11 | 11 | Providing and fixing Fly Mesh Shutter with stainless steel fly mesh in 90 series for sliding window.(Section thickness 1 mm) |  |  | Sqm. | 2152 | 2474.8
| Resources | Level/Type | Quantity | Unit | Rate | Amount | Remarks
| Labour | Skilled | 0 | Nos. | 1200 | 0
|  | Unskilled | 0 | Nos. | 870 | 0
| Materials | Providing and fixing Fly Mesh Shutter with stainless steel fly mesh in 90 series for sliding window.(Section thickness 1 mm) | 1 | Sqm. | 2152 | 2152 | ktm pg-33(7) 90 series window
| Rate analysis for : 1.00 Sqm. |  | Total |  |  | 2152
|  |  | 15 % Contractor overhead |  |  | 322.8
|  |  | Grand Total |  |  | 2474.8
25.12 | 12 | Providing and fixing Full Height Partition of aluminium section in naturally anodized or black anodized/powder coated color section size (102x45x1.5) fitted with 5 mm clear glass or 9 mm both side laminated board.(average panel area 8.00 Sq.ft) |  |  | Sqm | 5950.28 | 6842.82
| Resources | Level/Type | Quantity | Unit | Rate | Amount | Remarks
| Labour | Skilled | 0 | Nos. | 1200 | 0
|  | Unskilled | 0 | Nos. | 870 | 0
| Materials | Providing and fixing Full Height Partition of aluminium section in naturally anodized or black anodized/powder coated color section size (102x45x1.5) fitted with 5 mm clear glass or 9 mm both side laminated board.(average panel area 8.00 Sq.ft) | 1 | Sqm. | 5950.28 | 5950.28 | ktm pg-33(1) 102 series partition
| Rate analysis for : 1.00 Sqm. |  | Total |  |  | 5950.28
|  |  | 15 % Contractor overhead |  |  | 892.54
|  |  | Grand Total |  |  | 6842.82
25.13 | 13 | Providing and fixing Half Height Partition of aluminium section in naturally anodized or black anodized/powder coated color section size (102x45x1.5) fitted with 5 mm clear glass or 9 mm both side laminated board.(average panel area 6.00 Sq.ft) |  |  | Sqm. | 6456 | 7424.4
| Resources | Level/Type | Quantity | Unit | Rate | Amount | Remarks
| Labour | Skilled | 0 | Nos. | 1200 | 0
|  | Unskilled | 0 | Nos. | 870 | 0
| Materials | Providing and fixing Half Height Partition of aluminium section in naturally anodized or black anodized/powder coated color section size (102x45x1.5) fitted with 5 mm clear glass or 9 mm both side laminated board.(average panel area 6.00 Sq.ft) | 1 | Sqm. | 6456 | 6456 | ktm pg-33(2) 102 series partition
| Rate analysis for : 1.00 Sqm. |  | Total |  |  | 6456
|  |  | 15 % Contractor overhead |  |  | 968.4
|  |  | Grand Total |  |  | 7424.4
25.14 | 14 | Providing and fixing Full Height Partition of aluminium section in naturally anodized or black anodized/powder coated color section size (64x38x1.10mm) fitted with 5 mm clear glass or 9 mm both side laminated board.(average panel area 8.00 Sq.ft) |  |  | Sqm. | 4465.4 | 5135.21
| Resources | Level/Type | Quantity | Unit | Rate | Amount | Remarks
| Labour | Skilled | 0 | Nos. | 1200 | 0
|  | Unskilled | 0 | Nos. | 870 | 0
| Materials | Providing and fixing Full Height Partition of aluminium section in naturally anodized or black anodized/powder coated color section size (64x38x1.10mm) fitted with 5 mm clear glass or 9 mm both side laminated board.(average panel area 8.00 Sq.ft) | 1 | Sqm. | 4465.4 | 4465.4 | ktm pg-33(1) 64 series partition
| Rate analysis for : 1.00 Sqm. |  | Total |  |  | 4465.4
|  |  | 15 % Contractor overhead |  |  | 669.81
|  |  | Grand Total |  |  | 5135.21
25.15 | 15 | Providing and fixing Half Height Partition of aluminium section in naturally anodized or black anodized/powder coated color section size (64x38x1.10mm) fitted with 5 mm clear glass or 9 mm both side laminated board.(average panel area 6.00 Sq.ft) |  |  | Sqm. | 5476.84 | 6298.36
| Resources | Level/Type | Quantity | Unit | Rate | Amount | Remarks
| Labour | Skilled | 0 | Nos. | 1200 | 0
|  | Unskilled | 0 | Nos. | 870 | 0
| Materials | Providing and fixing Half Height Partition of aluminium section in naturally anodized or black anodized/powder coated color section size (64x38x1.10mm) fitted with 5 mm clear glass or 9 mm both side laminated board.(average panel area 6.00 Sq.ft) | 1 | Sqm. | 5476.84 | 5476.84 | ktm pg-33(2) 64 series partition
| Rate analysis for : 1.00 Sqm. |  | Total |  |  | 5476.84
|  |  | 15 % Contractor overhead |  |  | 821.52
|  |  | Grand Total |  |  | 6298.36
25.16 | 16 | False ceiling by Gypsum, Gypsum board 12 mm With providing,finisging og joint with compound & tape all complete |  |  | Sqm. | 1400 | 1610
| Resources | Level/Type | Quantity | Unit | Rate | Amount | Remarks
| Labour | Skilled | 0 | Nos. | 1200 | 0
|  | Unskilled | 0 | Nos. | 870 | 0
| Materials | False ceiling by Gypsum, Gypsum board 12 mm With providing,finisging og joint with compound & tape all complete | 1 | Sqm. | 1400 | 1400 | 10-412
| Rate analysis for : 1.00 Sqm. |  | Total |  |  | 1400
|  |  | 15 % Contractor overhead |  |  | 210
|  |  | Grand Total |  |  | 1610
11.09 | K6(18-13B) | ASO Joint Tape laying Work. |  |  | Rm | - | -
| Resources | Level/Type | Quantity | Unit | Rate | Amount | Remarks
| Labour | Skilled | 0.1 | Nos. | 1200 | 120
|  | Unskilled | 0 | Nos. | 870 | 0
| Materials | ASO Joint Tape laying Work. | 1.1 | Rm | 741.6 | 815.76 | rm=720.00
|  | Two coat elastocret cementious elastomeric water proofing work | 0.1 | sqm | 0 | 0
| Rate analysis for :1.00 Rm. |  | Total |  |  | 815.76
|  |  | 15 % Contractor overhead |  |  | 122.36
|  |  | Grand Total |  |  | 938.12
1 | !) dL=dL= afSnf] Verti-fied 6fOn tof/L Prepacked adheshive d;nfdf nufpg] sfd .
H30 | b/ ljZn]if0fsf] nflu !=) J.=dL= lnOPsf]
| Resources | Level/Type | Quantity | Unit | Rate | Amount | Remarks
| Labour | Skilled | 13 | nos | #REF! | #REF!
|  | Unskilled | 4.5 | nos | #REF! | #REF! | #REF!
| Materials | cement | 0.056 | MT | #REF! | #REF!
|  | sand | 0.152 | cum | #REF! | #REF!
|  | white cement | 3.228 | kg | 29 | 93.61
|  | 2'x2' indian floor tile | 11 | sqm | #REF! | #REF! | #REF!
[5 empty] | jf:tljs b//]6 |  | #REF!
| b/ k¦lt j=dL=sf] |  |  |  | !%Ü 7]s]bf/ cf]e/x]8 |  | #REF!
| #REF! | Ö ?= | #REF! | k}= | hDdf b/ /]6 |  | #REF!
10
2 | 24"x24" Virtifried Tile as per approved standard of manufactured country !M$ l;d]G6 afn'jfdf 5fKg] sfd .
!!–& 5 | b/ ljZn]if0fsf] nflu !) j=dL= lnOPsf]
H 6 | Resources | Description | Level/Type | PsfO{ | b/ k¦lt PsfO{ | /sd | k¦To]s ;¦f]t ;fwgsf] hDdf
| >lds | s_ l;kfn' | 13 | hjfg | 800 | 10400
|  | v_ HofdL | 4.5 | hjfg | #REF! | #REF! | #REF!
| lgdf{0f ;fdu¦L | l;d]G6 | 0.056 | d]=6= | #REF! | #REF!
|  | afn'jf vf]nfsf] | 0.152 | 3=dL= | #REF! | #REF!
|  | ;]tf] l;d]G6 | 3.228 | s]=hL= | 29 | 93.61
|  | 24"x24" GRES Virtified parking Tile | 11 | j=dL= | 1194.36 | 13137.96 | #REF!
[5 empty] | jf:tljs b//]6 |  | #REF!
| b/ k¦lt j=dL=sf] |  |  |  | !%Ü 7]s]bf/ cf]e/x]8 |  | #REF!
| #REF! | ?= | #REF! | k}= | hDdf b/ /]6 |  | #REF!
10
8.28 |  | 60 mm thick interlocking block over 50 mm thick Crusser dust laying work with all complete. |  |  | Sqm. | 2455.94 | 2824.33
| Resources | Level/Type | Quantity | Unit | Rate | Amount | Remarks
| Labour | Skilled | 1 | Nos. | 1200 | 1200
|  | Unskilled | 3 | Nos. | 870 | 2610
|  | Unskilled | 7 | Nos. | 870 | 6090
| Materials | Interlocking Block | 11 | Sqm. | 1184.93 | 13034.23
|  | Dust of Crusser(Area*50mm) | 0.55 | Sqm. | 110.19 | 60.6
|  | Sand crusher | 0.71 | Cum. | 2203.72 | 1564.64
| Rate analysis for :10.00 Sqm. |  | Total |  |  | 24559.47
|  |  | 15 % Contractor overhead |  |  | 3683.92
|  |  | Grand Total |  |  | 28243.39
8.1 | H6(11-7) | Porcelain glazed /non glazed tile paving work in cement sand (1:4) mortar |  |  | Sqm. | 3708.68 | 4264.98
| Resources | Level/Type | Quantity | Unit | Rate | Amount | Remarks
| Labour | Skilled | 13 | Nos. | 1200 | 15600
|  | Unskilled | 4.5 | Nos. | 870 | 3915
| Materials | Porecelain glazed/non glazed tile | 11 | Sqm. | 1506.4 | 16570.4 | kajaria/somany
|  | Cement | 0.056 | M.T. | 14000 | 784
|  | Unskilled | 0.152 | Cum. | 870 | 132.24
|  | White cement | 3.228 | Kg. | 26.4 | 85.21
| Rate analysis for :10.00 Sqm. |  | Total |  |  | 37086.85
|  |  | 15 % Contractor overhead |  |  | 5563.02
|  |  | Grand Total |  |  | 42649.87
1 |  | @% dL=dL= l;d]G6 s+lqm6 6fon !M$ l;d]G6 d;nfdf 5fKg] sfd .
H25 | b/ ljZn]if0fsf] nflu !) J.=dL= lnOPsf]
| ;¦f]t ;fwg | tx÷lsl;d | kl/df0f | PsfO{ | b/ k¦lt PsfO{ | /sd | k¦To]s ;¦f]t ;fwgsf] hDdf
| >lds | l;kfn' | 13 | hjfg | 1200 | 15600
|  | HofdL | 4.5 | hjfg | 870 | 3915 | 19515
| lgdf{0f ;fdu¦L | l;d]G6 | 0.056 | d]=6 | 14000 | 784
|  | s¦;/ afn'jf | 0.152 | 3=dL | #REF! | #REF!
|  | C.C. Tile | 11 | j=dL | 645.6 | 7101.6 | #REF!
[5 empty] | jf:tljs b//]6 |  | #REF!
| b/ k¦lt j=dL=sf] |  |  |  | !%Ü 7]s]bf/ cf]e/x]8 |  | #REF!
| #REF! | Ö ?= | #REF! | k}= | hDdf b/ /]6 |  | #REF!
10
=
=
=
=

## LABOUR 2082083 (hidden)
सि.न | कामदारको विवरण | इकाई |  |  | आ.व.०८२०८३ | कैफियत
1 | HofdL | b}lgs | 600 | 650 | 870
2 | el/of | b}lgs | 600 | 650 | 870
3 | l;kfn' sfdbf/-l;sdL{,8sdL{,gsdL{,ah¦sdL{, lrq sf/,KnDa/,On]S6«Ll;og,d]s]lgs,Anfi6/, j]N8/_ | b}lgs | 860 | 940 | 1200
4 | cw{ l;kfn' sfdbf/-l;sdL{,8sdL{,gsdL{, ah¦sdL{, lrqsf/,KnDa/, On]S6«Ll;og,d]s]lgs, Anfi6/, j]N8/_ | b}lgs | 735 | 800 | 940
5 | ;j]{ x]Nk/ | b}lgs | 600 | 800 | 675
6 | SofDk js{/ | b}lgs | 600 | 800
7 | SofDk js{/ -gfkL sfo{sf] nflu_ | b}lgs | 625 | 800
8 | kfn] rf}sLbf/ | b}lgs | 580 | 650 | 710
9 | d]:t/ | b}lgs | 370 | 450 | 710
10 | h+hL/bf/ | b}lgs | 630 | 800 | -
11 | ;'k/efOh/ ;fwf/0f | b}lgs | 400 | 650
12 | ;8s lgdf{0fsf] nflu ;'k/efO{h/ | b}lgs | 450 | 650
13 | ;'k/efOh/ -lgdf{0f sfo{sf] nflu_ | b}lgs | 550 | 650
14 | ;'k/efOh/, lkmN8 cl;:6}06, u}h l/8/, ;}Dkn/ -vl/bf/ ;/x k¦fljlws_ | b}lgs | 550 | 800
15 | ;'k/efOh/ tflnd k¦fKt, gf=;' ;/x | b}lgs | 600 | 800 | 1100
16 | cf}iflw 5g]{ -:k¦]o/ _ | b}lgs | 525 | 650
17 | kmf]/d}g -cf}iflw 5g]{_ | b}lgs | 575 | 650
18 | ;8s sfnf]kq] ug]{ HofdL | b}lgs | 600 | 800
19 | sDKo"6/ ck/]6/ -gf=;'= :t/_ | b}lgs | 630 | 800
20 | sDKo"6/ ck/]6/ -vl/bf/ :t/_ | b}lgs | 550 | 650
21 | 8«fOe/ -x]eL ;jf/L rfns_ | b}lgs | 600 | 800
22 | 8«fOe/ -xn'sf ;jf/L rfns_ | b}lgs | 565 | 650
23 | O{l~hlgo/ -clws[t :t/_ | b}lgs | 1000 | 1100
24 | ;j—O{l~hlgo/, h]=l6 -gf=;'= :t/_ | b}lgs | 750 | 800 |  |  | 880
25 | c=;a–O{lGhgLo/÷6fOlki6÷h]=l6=P –vl/bf/ :t/ | b}lgs | 680 | 700
19 | g;{/L gfO{s]÷jg x]/fn' | b}lgs | 525 | 650
27 | ljleGg ;fOhsf] tf/hfnL–nf]8 ug]{ jf cgnf]8 ug]{ | uf]6f | 11 | 12
28 | ljleGg u]hsf] tf/–nf]8 ug]{ jf cgnf]8 ug]{ | k¦lt %) s]=hL= | 11 | 12
29 | lhof] a}u–nf]8 ug]{ jf cgnf]8 ug]{ | k¦lt !))) yfg | 125 | 125
30 | gfO{ng qm]6–nf]8 ug]{ jf cgnf]8 ug]{ | uf]6f | 11 | 12
gf]6 M– | !_ o; afx]s cGo kbx?df egf{ u/L Hofnfbf/Ldf sfd nufpFbf h'g kbdf sfd u/fpg] xf], ;f] kbdf g]kfn ;/sf/n] lgwf{/0f u/]sf] z'? tna :s]nnfO{ @% n] efu ubf{ cfpg] /sdnfO b}lgs Hofnf sfod ug]{
@_ sfdbf/sf] sfd ug]{ ;do lbgsf] * 306f x'g]5 .
#_ el/ofn] ! lbgdf $) s]=hL=;Dd ef/L af]sL $ sf]if b"/L ;Dd to ug{' kg]{5 .
$_ lgwf{/0f ul/Psf] b//]6df d"No clej[l4 s/ ;dfj]z ul/Psf] 5}g .

## Aluminium Door-Windows (hidden)
GOVERNMENT OF NEPAL
RAINAS MUNICIPALITY
OFFICE OF THE MUNICIPAL EXECUTIVE
TINPIPLE,LAMJUNG
0
Aluminium Door and Window
DISTRICT : RAUTAHAT | [5 empty] | F / Y : 2078/79
S. No. | Description | Unit | District Rate | Transportation @ 3 % | Rate | Remark | rate code
1 | Alluminium fixed panel window With ventilation but without fly mesh shutter from section( 88mmx38.1mm x1.3mm , Glass 5mm) | Sqm. | REF |  | #VALUE! | Parsa |  |  | 5207.84
2 | Alluminium fixed panel window With Ventilation with fly mesh shutter from section(88mmx38.1mm x1.3mm , Glass 5mm ) | Sqm. | REF |  | #VALUE! | Parsa
3 | Alluminium framed Sliding window Without ventilator ( Aluminium :- Natural anodised 101mmx45mm x1.50mm , Glass 5mm clear) | Sqm. | REF |  | #VALUE! | Parsa
4 | Alluminium framed Sliding window With ventilator ( Aluminium :- Natural anodised 101mmx45mm x1.5mm , Glass 5mm clear) | Sqm. | REF |  | #VALUE! | Parsa |  | 525
5 | Alluminium framed Sliding Door ( Aluminium :- Natural anodised 101mmx45mm x1.5mm ,) with sash 40*45*1.5mm and 5mm glass | Sqm. | REF |  | #VALUE! | Parsa
6 | Casement double panel aluminium window With ventilator section of ( 54mmx33mm x1.5)mm with sash 38*34*1.5mm with Glass 5mm | Sqm. | REF |  | #VALUE! | Parsa
7 | Alluminium Casement Door section of ( 101mmx45mm x1.1)mm sash 40*45*1.1mm & Glass 5mm | Sqm. | REF |  | #VALUE! | Parsa
8 | Alluminium framed Swing Door section of (101mmx45mm x1.5)mm & Glass 5mm clear | Sqm. | REF |  | #VALUE! | Parsa
9 | Alluminium framed Sliding window 2 track section of (88mmx38mm x1.5)mm & Glass 5mm | Sqm. | REF |  | #VALUE! | Parsa
10 | Alluminium fixed window and partition with fixed ventilator from 9mm bord and section (101mmx45mm x1.5)mm | Sqm. | REF |  | #VALUE! | Parsa
11 | Alluminium partition with 5mm thick glass & 9mm thick laminated bord of section (101mmx45mm x1.5)mm | Sqm. | REF |  | #VALUE! | Parsa
12 | Alluminium partition with 5mm thick glass & 9mm thick laminated bord of section (64mmx38mm x1.1)mm | Sqm. | REF |  | #VALUE! | Parsa
13 | False ceiling by Gypsum, Gypsum board 12.5 mm With providing,finisging og joint with compound & tape all complete | Sqm. | REF |  | #VALUE! | Parsa
14 | Alluminium fixed panel window With ventilation but without fly mesh shutter from section( 78mmx38.1mm x1.1mm , Glass 4.75 -5mm | Sqm. | REF |  | #VALUE! |  |  |  | 5207.84
15 | Alluminium fixed panel window With ventilation but without fly mesh shutter from section( 88mmx38.1mm x1.3mm , Glass 4.75-5mm) | Sqm. | REF |  | #VALUE! |  |  |  | 5207.84
16 | Alluminium fixed panel window With Ventilation with fly mesh shutter from section(88mmx38.1mm x1.3mm , Glass 4.75-5mm ) | Sqm. | REF |  | #VALUE! |  |  |  | 5207.84
17 | Alluminium framed Sliding window Without ventilator ( Aluminium :- Natural anodised 101mmx45mm x1.50mm , Glass 4.75-5mm clear) | Sqm. | REF |  | #VALUE! |  |  |  | 5207.84
Pre-cast Structure
| 2 Inch Pre stress precast concrete toilet wall and ceiling panel |  | 523
| Pre stress precast concrete benches |  | 7600
| Pre stress precast concrete compound wall |  | 285
| Pre stress precast concrete fencing pole (4"*4") |  | 133
| Pre stress precast concrete fencing pole (5"*5") |  | 152

## Add Analysis (hidden)
8.23 | H21(11-21) | 20 mm thick Sal wood planking work with 50x75 mm sal wood frame in 600x600 mm |  |  | Sqm. | 5312.41 | 6109.27
| Resources | Level/Type | Quantity | Unit | Rate | Amount | Remarks
| Labour | Skilled | 6.5 | Nos. | 1200 | 7800
|  | Unskilled | 0.65 | Nos. | 870 | 565.5
| Materials | Wood Sal | 0.2105 | Cum. | 211680 | 44558.64
|  | Killa |  |  |  | 200
| Rate analysis for :10.00 Sqm. |  | Total |  |  | 53124.14
|  |  | 15 % Contractor overhead |  |  | 7968.62
|  |  | Grand Total |  |  | 61092.76
3.18 | C10( 6-5) | Stone filling in trench with proper leveling (Ex.Boulder Used) |  |  | Cum. | 1305 | 1500.75
| Resources | Level/Type | Quantity | Unit | Rate | Amount | Remarks
| Labour | Unskilled | 1.5 | Nos. | 870 | 1305
| Materials | Stone block | 0 | Cum. | 1910 | 0
|  | Stone bond | 0 | Cum. | 1810 | 0
| Rate analysis for : 1.00 Cum. |  | Total |  |  | 1305
|  |  | 15 % Contractor overhead |  |  | 195.75
|  |  | Grand Total |  |  | 1500.75
t= Uoflaogsf] sfd
P1 |  | Gabion making work with wire cutting,weaving,Hexagonal mess size: 80x100mm,mess wire 10 swg selwage wire 9swg,Gabion box (3.0x1.0x0.5 ) & Gabion fixing wearing all complete work. |  |  | Per Box | #VALUE! | #VALUE!
| Resources | Level/Type | Quantity | Unit | Rate | Amount | Remarks
| Labour | Skilled | 0.45 | Nos. | 1200 | 540
|  | Unskilled | 0.2 | Nos. | 870 | 174
|  | Unskilled | 0.3 | Nos. | 870 | 261
| Materials | Gavion wire commercial | 30.6 | kgs | ` | #VALUE!
|  | Selwage wire 9swg | 3.9 | kgs | 90.64 | 353.49
|  | Binding wire 11swg | 1.2 | kgs | 90.64 | 108.76
| Rate analysis for :10.00 Sqm. |  | Total |  |  | #VALUE!
|  |  | 15 % Contractor overhead |  |  | #VALUE!
|  |  | Grand Total |  |  | #VALUE!
|  | Supplying & filling of Boulder in Gabion box (3.0x1.0x0.5 ) & Gabion fixing wearing all complete work. |  |  | cum | 2345 | 2696.75
| Resources | Level/Type | Quantity | Unit | Rate | Amount | Remarks
| Labour | Skilled |  | Nos. | 1200 | 0
|  | Unskilled | 0.5 | Nos. | 870 | 435
| Materials | Stone block | 1 | cum | 1910 | 1910
| Rate analysis for :10.00 Sqm. |  | Total |  |  | 2345
|  |  | 15 % Contractor overhead |  |  | 351.75
|  |  | Grand Total |  |  | 2696.75
P1 |  | u]laog agfpg] sfd . tf/ sf6\g], a'Gg] sfd cflb ;d]t if6sf]0fLo . d]; ;fO{h *) ld=ld=x !)) ld=ld=, d]; tf/ ( P;=8An'=lh=, ;]nj]h tf/ ^ P;=8An'=lh=
|  | @ ld=x ! ld= x ! ld= afs; | k¦lt afs; | l;kfn' | ;+Vof | )=%)) | lh=cfO{=tf/
|  |  |  | HofdL | ;+Vof | )=@)) | ;]nj]h tf/
|  | # ld=x ! ld= x ! ld= afs; | k¦lt afs; | l;kfn' | ;+Vof | )=&)) | lh=cfO{ tf/
|  |  |  | HofdL | ;+Vof | )=@*) | ;]nj]h tf/
|  | @ ld=x ! ld= x )=% ld= afs; | k¦lt afs; | l;kfn' | ;+Vof | )=#%) | lh=cfO{ tf/
|  |  |  | HofdL | ;+Vof | )=!$) | ;]nj]h tf/
|  | # ld=x ! ld= x )=% ld= afs; | k¦lt afs; | l;kfn' | ;+Vof | )=%)) | lh=cfO{ tf/
|  |  |  | HofdL | ;+Vof | )=@)) | ;]nj]h tf/
|  | @ ld=x ! ld= x )=# ld= afs; | k¦lt afs; | l;kfn' | ;+Vof | )=@() | lh=cfO{ tf/
|  |  |  | HofdL | ;+Vof | )=!@) | ;]nj]h tf/
|  | # ld=x ! ld= x )=# ld= afs; | k¦lt afs; | l;kfn' | ;+Vof | )=$@) | lh=cfO{ tf/
|  |  |  | HofdL | ;+Vof | )=!&) | ;]nj]h tf/
P2 |  | u]laog agfpg] sfd . tf/ sf6\g], a'Gg] sfd cflb ;d]t if6sf]0fLo . d]; ;fOh !)) ld=ld=x !@) ld=ld=, d]; tf/ ( P;=8An'=lh=, ;]nj]h tf/ ^ P;=8An'=lh=
|  | @ ld=x ! ld= x ! ld= afs; | k¦lt afs; | l;kfn' | ;+Vof | )=$%) | lh=cfO{ tf/
|  |  |  | HofdL | ;+Vof | )=@)) | ;]nj]h tf/
|  | # ld=x ! ld= x ! ld= afs; | k¦lt afs; | l;kfn' | ;+Vof | )=^#) | lh=cfO{ tf/
|  |  |  | HofdL | ;+Vof | )=@*) | ;]nj]h tf/
|  | @ ld=x ! ld= x )=% ld= afs; | k¦lt afs; | l;kfn' | ;+Vof | )=#@) | lh=cfO{ tf/
|  |  |  | HofdL | ;+Vof | )=!$) | ;]nj]h tf/
|  | # ld=x ! ld= x )=% ld= afs; | k¦lt afs; | l;kfn' | ;+Vof | )=$%) | lh=cfO{ tf/
|  |  |  | HofdL | ;+Vof | )=@)) | ;]nj]h tf/
|  | @ ld=x ! ld= x )=# ld= afs; | k¦lt afs; | l;kfn' | ;+Vof | )=@^) | lh=cfO{ tf/
|  |  |  | HofdL | ;+Vof | )=!@) | ;]nj]h tf/
|  | # ld=x ! ld= x )=# ld= afs; | k¦lt afs; | l;kfn' | ;+Vof | )=#&) | lh=cfO{ tf/
|  |  |  | HofdL | ;+Vof | )=!&) | ;]nj]h tf/
P3 |  | u]leog lgdf{0f ug]{ sfd 7fp“df /fVg], tGsfpg], tf/åf/f u]leog af“Wg] / dflyaf6 aGb ug]{ ;d]t af“Wg] tf/ !! P;=8An'=lh=
|  | @ ld=x ! ld= x ! ld= afs; | k¦lt afs; | HofdL | ;+Vof | )=$)) | af+Wg] tf/
|  | # ld=x ! ld= x ! ld= afs; | k¦lt afs; | HofdL | ;+Vof | )=^)) | af+Wg] tf/
|  | @ ld=x ! ld= x )=% ld= afs; | k¦lt afs; | HofdL | ;+Vof | )=@)) | af+Wg] tf/
|  | # ld=x ! ld= x )=% ld= afs; | k¦lt afs; | HofdL | ;+Vof | )=#)) | af+Wg] tf/
|  | @ ld=x ! ld= x )=# ld= afs; | k¦lt afs; | HofdL | ;+Vof | )=!@) | af+Wg] tf/
|  | # ld=x ! ld= x )=# ld= afs; | k¦lt afs; | HofdL | ;+Vof | )=!*) | af+Wg] tf/
P4 |  | u]leog œfm]6df 9'·f eg]{ sfd . | 3=ld= | HofdL | ;+Vof | )=%)) | 9'·f
13.1 | M9(24-6) | fixing of existing Barbed wire 14 gauge including hooks, nails etc |  |  | Rmtr. | 60.21 | 69.25
| Resources | Level/Type | Quantity | Unit | Rate | Amount | Remarks
| Labours | Skilled | 1.076 | Nos. | 1200 | 1291.2
|  | Unskilled | 5.38 | Nos. | 870 | 4680.6
| Material | Barbed wire 14 gauge |  | Rmtr. | 19 | 0
|  | U-nail, killa etc | L. S. |  |  | 50
| Rate analysis for :100.00 Rmtr. |  | Total |  |  | 6021.8
|  |  | 15 % Contractor overhead |  |  | 903.27
|  |  | Grand Total |  |  | 6925.07
t= Uoflaogsf] sfd
16 | 9-kha | Gabion making work with wire cutting,weaving,Square mess size: 150x150mm,mess wire 10 swg selwage wire 9swg,Gabion box (3.0x1.5x0.75 ) & Gabion fixing wearing all complete work. |  |  | Per Box | 2974 | 3420.1
| Resources | Level/Type | Quantity | Unit | Rate | Amount | Remarks
| Labour | Skilled | 0.5 | Nos. | 1200 | 600
|  | Unskilled | 0.2 | Nos. | 870 | 174
| Materials | Gavion wire commercial | 20 | kgs | 110 | 2200
| Rate analysis for :10.00 Sqm. |  | Total |  |  | 2974
|  |  | 15 % Contractor overhead |  |  | 446.1
|  |  | Grand Total |  |  | 3420.1
|  | Supplying & filling of Boulder in Gabion box (3.0x1.5x0.75 ) & Gabion fixing wearing all complete work. |  |  | cum | 2345 | 2696.75
| Resources | Level/Type | Quantity | Unit | Rate | Amount | Remarks
| Labour | Skilled |  | Nos. | 1200 | 0
|  | Unskilled | 0.5 | Nos. | 870 | 435
| Materials | Stone block | 1 | cum | 1910 | 1910
| Rate analysis for :10.00 Sqm. |  | Total |  |  | 2345
|  |  | 15 % Contractor overhead |  |  | 351.75
|  |  | Grand Total |  |  | 2696.75
P1 |  | u]laog agfpg] sfd . tf/ sf6\g], a'Gg] sfd cflb ;d]t if6sf]0fLo . d]; ;fO{h *) ld=ld=x !)) ld=ld=, d]; tf/ ( P;=8An'=lh=, ;]nj]h tf/ ^ P;=8An'=lh=
|  | @ ld=x ! ld= x ! ld= afs; | k¦lt afs; | l;kfn' | ;+Vof | )=%)) | lh=cfO{=tf/
|  |  |  | HofdL | ;+Vof | )=@)) | ;]nj]h tf/
|  | # ld=x ! ld= x ! ld= afs; | k¦lt afs; | l;kfn' | ;+Vof | )=&)) | lh=cfO{ tf/
|  |  |  | HofdL | ;+Vof | )=@*) | ;]nj]h tf/
|  | @ ld=x ! ld= x )=% ld= afs; | k¦lt afs; | l;kfn' | ;+Vof | )=#%) | lh=cfO{ tf/
|  |  |  | HofdL | ;+Vof | )=!$) | ;]nj]h tf/
|  | # ld=x ! ld= x )=% ld= afs; | k¦lt afs; | l;kfn' | ;+Vof | )=%)) | lh=cfO{ tf/
|  |  |  | HofdL | ;+Vof | )=@)) | ;]nj]h tf/
|  | @ ld=x ! ld= x )=# ld= afs; | k¦lt afs; | l;kfn' | ;+Vof | )=@() | lh=cfO{ tf/
|  |  |  | HofdL | ;+Vof | )=!@) | ;]nj]h tf/
|  | # ld=x ! ld= x )=# ld= afs; | k¦lt afs; | l;kfn' | ;+Vof | )=$@) | lh=cfO{ tf/
|  |  |  | HofdL | ;+Vof | )=!&) | ;]nj]h tf/
P2 |  | u]laog agfpg] sfd . tf/ sf6\g], a'Gg] sfd cflb ;d]t if6sf]0fLo . d]; ;fOh !)) ld=ld=x !@) ld=ld=, d]; tf/ ( P;=8An'=lh=, ;]nj]h tf/ ^ P;=8An'=lh=
|  | @ ld=x ! ld= x ! ld= afs; | k¦lt afs; | l;kfn' | ;+Vof | )=$%) | lh=cfO{ tf/
|  |  |  | HofdL | ;+Vof | )=@)) | ;]nj]h tf/
|  | # ld=x ! ld= x ! ld= afs; | k¦lt afs; | l;kfn' | ;+Vof | )=^#) | lh=cfO{ tf/
|  |  |  | HofdL | ;+Vof | )=@*) | ;]nj]h tf/
|  | @ ld=x ! ld= x )=% ld= afs; | k¦lt afs; | l;kfn' | ;+Vof | )=#@) | lh=cfO{ tf/
|  |  |  | HofdL | ;+Vof | )=!$) | ;]nj]h tf/
|  | # ld=x ! ld= x )=% ld= afs; | k¦lt afs; | l;kfn' | ;+Vof | )=$%) | lh=cfO{ tf/
|  |  |  | HofdL | ;+Vof | )=@)) | ;]nj]h tf/
|  | @ ld=x ! ld= x )=# ld= afs; | k¦lt afs; | l;kfn' | ;+Vof | )=@^) | lh=cfO{ tf/
|  |  |  | HofdL | ;+Vof | )=!@) | ;]nj]h tf/
|  | # ld=x ! ld= x )=# ld= afs; | k¦lt afs; | l;kfn' | ;+Vof | )=#&) | lh=cfO{ tf/
|  |  |  | HofdL | ;+Vof | )=!&) | ;]nj]h tf/
P3 |  | u]leog lgdf{0f ug]{ sfd 7fp“df /fVg], tGsfpg], tf/åf/f u]leog af“Wg] / dflyaf6 aGb ug]{ ;d]t af“Wg] tf/ !! P;=8An'=lh=
|  | @ ld=x ! ld= x ! ld= afs; | k¦lt afs; | HofdL | ;+Vof | )=$)) | af+Wg] tf/
|  | # ld=x ! ld= x ! ld= afs; | k¦lt afs; | HofdL | ;+Vof | )=^)) | af+Wg] tf/
|  | @ ld=x ! ld= x )=% ld= afs; | k¦lt afs; | HofdL | ;+Vof | )=@)) | af+Wg] tf/
|  | # ld=x ! ld= x )=% ld= afs; | k¦lt afs; | HofdL | ;+Vof | )=#)) | af+Wg] tf/
|  | @ ld=x ! ld= x )=# ld= afs; | k¦lt afs; | HofdL | ;+Vof | )=!@) | af+Wg] tf/
|  | # ld=x ! ld= x )=# ld= afs; | k¦lt afs; | HofdL | ;+Vof | )=!*) | af+Wg] tf/
P4 |  | u]leog œfm]6df 9'·f eg]{ sfd . | 3=ld= | HofdL | ;+Vof | )=%)) | 9'·f

## LM Collection (hidden)
Nurms used in this is derieved from DoLIDAR used for Trail bridge
220 | Local Material Collection
221 | Chisel Dressed Stones per m3
Labour
| Collection and Dressing | Skilled | md | 8 | #REF! | #REF!
|  | Unskilled | md | 3 | #REF! | #REF!
| Transportation | Tractor ( 17.5qtlX12kmX1.2Rs) | m3 | 1 |  | 0
| Cost per m3 for collecting and chisel dressing stones |  |  |  |  | #REF!
222 | Hammer Dressed Stone per m3
Labour
| Collection and Dressing | Skilled | md | 4 | #REF! | #REF!
|  | Unskilled | md | 3 | #REF! | #REF!
| Transportation | Tractor ( 17.5qtlX12kmX1.2Rs) | m3 | 1 |  | 0
| Cost per m3 for collecting and hammer dressing stones |  |  |  |  | #REF!
223 | Broken Stones per m3
Labour
| Collection and breaking | Unskilled | md | 5 | 480 | 2400
| Transportation | Truck (1truck=m3) | m3 | 1 |  | 0
| Cost per m3 for collecting and breaking stones |  |  |  |  | 2400
1 Apply District Rates
COST ESTIMATE: | [5 empty] | Rate Analysis (page 3)
Description |  |  | Unit | Unit Quantity | Rate1 | Unit Cost
224 | Sand pe m3
| Labour | Unskilled | md | 3 | #REF! | #REF!
| Transportation | Tractor ( 17.5qtlX60kmX1.2Rs) | m3 | 1 |  | 0
| Cost per m3 for collecting and hauling sand |  |  |  |  | #REF!
225 | Gravel (Broken)
| Labour Breaking of gravel | Unskilled | md | 7 | #REF! | #REF!
| Transportation | Truck (1truck=m3) | m3 | 1 |  | 0
| Cost per m3 for breaking gravel |  |  |  |  | #REF!

## Cover1 (hidden)
g]kfn ;/sf/
zx/L ljsf; dGqfno
zx/L ljsf; tyf ejg lgdf{0f ljefu
;+3Lo cfof]hgf sfof{Gjog OsfO{
hgsk'/wfd, wg'iff
b/ ljZn]if0f, wg'iff
l;len
cf=j= @)&*÷)&(
tof/ ug]{ M–
r]s hfFr ug]{ M–
k¦dfl0ft ug]{ M–
ldlt M–

## add (hidden)
15.03 | O3(15-9A) | sub base laying work with sand mixed gravel, load unload & proper levelling. |  |  | Sqm. | 2474 | 2845.1
| Resources | Level/Type | Quantity | Unit | Rate | Amount | Remarks
| Labours | Unskilled | 1.2 | Nos. | 870 | 1044
| Material | Sand mixed gravel | 1 | Cum. | 1430 | 1430
| Rate analysis for : 1.00Cum |  | Total |  |  | 2474
|  |  | 15 % Contractor overhead |  |  | 371.1
|  |  | Grand Total |  |  | 2845.1
4.03 | D1(7-2D) | P.C.C. (1:2:4) Plum supply of matarials hulage distance all complete. work in foundation, wall (River bed) |  |  | Cum. | 11167.7 | 12842.85
| Resources | Level/Type | Quantity | Unit | Rate | Amount | Remarks
| Labour | Skilled | 0.5 | Nos. | 1200 | 600
|  | Unskilled | 4 | Nos. | 870 | 3480
| Materials | Cement | 0.32 | M.T. | 14000 | 4480 |  | 6.4
|  | Aggrigate 40 mm-River bed & Stone block | 0.89 | Cum. | 1830 | 1628.7
|  | Sand | 0.445 | Cum. | 2200 | 979
|  | Water | 150 | Ltr. | 0 | 0
| Rate analysis for : 1.00 Cum. |  | Total |  |  | 11167.7
|  |  | 15 % Contractor overhead |  |  | 1675.15
|  |  | Grand Total |  |  | 12842.85

## HDP,Pipe,Rate (hidden)
Price List of HDPE Pipe
F.Y. : 078/79
S.No. | Pipe size (Outer side Ø mm) | Series II 2.5Kg/sqcm |  | Series III 4Kg/sqcm |  | Series IV 6Kg/sqcm |  | Series V 10Kg/sqcm |  | Contractor Rate | Pipe size (Outer side Ø mm)
|  | Ave.Wt. kg/m | Price Rs./m | Ave.Wt. kg/m | Price Rs./m | Ave.Wt. kg/m | Price Rs./m | Ave.Wt. kg/m | Price Rs./m
1 | 16mm | – | – | – | – | – | – | 0.092 | 28.8954 | 33.2297 | 1/2"
2 | 20mm | – | – | – | – | – | – | 0.134 | 42.0867 | 48.3997 | 3/4"
3 | 25mm | – | – | – | – | – | – | 0.202 | 63.4442 | 72.9608 | 1"
4 | 32mm | – | – | – | – | 0.226 | 61.1104 | 0.334 | 104.9027 | 120.6381 | 1-1/4"
5 | 40mm | – | – | 0.251 | 67.8704 | 0.35 | 91 | 0.514 | 161.4371 | 185.6527 | 1-1/2"
6 | 50mm | – | – | 0.378 | 102.2112 | 0.542 | 140.92 | 0.796 | 250.0077 | 287.5088 | 2"
7 | 63mm | 0.403 | 108.9712 | 0.585 | 158.184 | 0.85 | 221 | 1.269 | 398.5675 | 458.3526 | 2-1/2"
8 | 75mm | 0.557 | 150.6128 | 0.846 | 228.7584 | 1.191 | 309.66 | 1.782 | 559.6906 | 643.6441 | 3"
9 | 90mm | 0.799 | 216.0496 | 1.22 | 329.888 | 1.715 | 445.9 | 2.568 | 806.5574 | 927.5411 | 3-1/2"
10 | 110mm | 1.185 | 320.424 | 1.703 | 460.4912 | 2.545 | 661.7 | 3.801 | 1193.8181 | 1372.8908 | 4"
11 | 125mm | 1.53 | 413.712 | 2.289 | 618.9456 | 3.293 | 856.18 | 4.962 | 1558.465 | 1792.2347 | 4-1/2"
12 | 140mm | 1.897 | 512.9488 | 2.901 | 784.4304 | 4.15 | 1079 | 6.209 | 1950.1227 | 2242.6411 | 5"
13 | 160mm | 2.453 | 663.2912 | 3.773 | 1020.2192 | 5.355 | 1392.3 | 8.079 | 2537.4523 | 2918.0702 | 6"
14 | 180mm | 3.148 | 851.2192 | 4.762 | 1287.6448 | 6.8 | 1768 | 10.256 | 3221.2045 | 3704.3852 | 7"
15 | 200mm | 3.876 | 1048.0704 | 5.89 | 1592.656 | 8.391 | 2181.66 | 12.62 | 3963.6896 | 4558.243 | 8"
16 | 225mm | 4.822 | 1303.8688 | 7.445 | 2013.128 | 10.544 | 2741.44 | 16.014 | 5029.6771 | 5784.1287 | 9"
17 | 250mm | 6.012 | 1625.6448 | 9.187 | 2484.1648 | 13.041 | 3390.66 | 19.757 | 6205.2786 | 7136.0703 | 10"
18 | 280mm | 7.417 | 2005.5568 | 11.455 | 3097.432 | 16.327 | 4245.02 | 24.708 | 7760.2886 | 8924.3319 | 11"
19 | 315mm | 9.417 | 2546.3568 | 14.508 | 3922.9632 | 20.694 | 5380.44 | 31.16 | 9786.7328 | 11254.7427 | 12"
20 | 355mm | 11.957 | 3233.1728 | 18.382 | 4970.4928 | 26.243 | 6823.18 | 39.635 | 12448.5608 | 14315.8449 | 355mm
21 | 400mm | 15.221 | 4115.7584 | 23.343 | 6311.9472 | 33.309 | 8660.34 | 50.344 | 15812.0435 | 18183.85 | 400mm
Notes :
1 | Prices are based on ex–factory.
2 | The above value include all GOV. Taxes except VAT which will be charged extra 13 %
3 | All pipes are manufactured as NS–40
4 | Rate of HDPE Pipes Based on Rs. 302.00 Per Kg.
5 | Add 3% Transportation Charge.
| HDPE Rate per kg |  | 302

## aluminium dw (hidden)
GOVERNMENT OF NEPAL
RAINAS MUNICIPALITY
OFFICE OF THE MUNICIPAL EXECUTIVE
TINPIPLE,LAMJUNG
0
Aluminium Door and Window
DISTRICT : BARA | [5 empty] | F / Y : 2082/083
S. No. | Description | Unit | District Rate | Transportation @ 3 % | Rate | Remark
1 | Providing and fixing Single Panel Casement (Hinged) Door of aluminium section in natural or color anodized/powder coated color Section size (102x45x1.5 mm) fitted with 5 mm clear glass or 9 mm both side laminated board (excluding the cost of handle and door closer). | Sqm. | 7413.64 |  | 7413.64 | ktm pg-32(1) 102 series window
2 | Providing and fixing Double Panel Casement (Hinged) Door of aluminium section in natural or color anodized/powder coated color Section size (102x45x1.5 mm) fitted with 5 mm clear glass or 9 mm both side laminated board (excluding the cost of handle and door closer). | Sqm. | 8166.84 |  | 8166.84 | ktm pg-32(2) 102 series window
3 | Providing and fixing Single Panel Swing Door of aluminium section in natural or color anodized/powder coated color Section size (102x45x1.5 mm) fitted with 5 mm clear glass or 9 mm both side laminated board (excluding the cost of handle and door closer). | Sqm. | 9436.52 |  | 9436.52 | ktm pg-32(3) 102 series window
4 | Providing and fixing Double Panel Swing Door of aluminium section in natural or color anodized/powder coated color Section size (102x45x1.5 mm) fitted with 5 mm clear glass or 9 mm both side laminated board (excluding the cost of handle and door closer). | Sqm. | 10394.16 |  | 10394.16 | ktm pg-32(4) 102 series window
5 | Providing and fixing 2 or 3 Panel Sliding Window of aluminium section in naturally anodized or Black anodized/powder coaded color, Section size (87x56x1.2) fitted with 5 mm clear glass without fly mesh shutter.(window size 6'x5' or average area 30 sq. feet per window). | Sqm. | 5918 |  | 5918 | ktm pg-32(1) 90 series window
6 | Providing and fixing 2 or 3 Panel Sliding Window of aluminium section in naturally anodized or Black anodized/powder coaded color, Section size (87x56x1.5) fitted with 5 mm clear glass without fly mesh shutter.(window size 6'x5' or average area 30 sq. feet per window). | Sqm. | 6821.84 |  | 6821.84 | ktm pg-33(2) 90 series window
7 | Providing and fixing 2 or 3 Panel Sliding Window with top fix glass of aluminium section in naturally anodized or Black anodized/powder coated color, Section size (87x56x1.20) fitted with 5 mm clear glass without fly mesh shutter.(window size 6'x5' or average area 30 sq. feet per window). | Sqm. | 6445.24 |  | 6445.24 | ktm pg-33(3) 90 series window
8 | Providing and fixing 2 or 3 Panel Sliding Window with top fix glass of aluminium section in naturally anodized or Black anodized/powder coated color, Section size (87x56x1.50) fitted with 5 mm clear glass without fly mesh shutter.(window size 6'x5' or average area 30 sq. feet per window). | Sqm. | 7424.4 |  | 7424.4 | ktm pg-33(4) 90 series window
9 | Providing and fixing Fixed Window of aluminium section in naturally anodized or Black anodized/powder coated color, Section size (87x25+12x1.20) fitted with 5 mm clear glass without fly mesh shutter.(Average area 5 sq. feet per Panel). | Sqm. | 4906.56 |  | 4906.56 | ktm pg-33(5) 90 series window
10 | Providing and fixing Fixed Window of aluminium section in naturally anodized or Black anodized/powder coated color, Section size (87x25+12x1.50) fitted with 5 mm clear glass with out fly mesh shutter.(Average area 5 sq. feet per Panel). | Sqm. | 5638.24 |  | 5638.24 | ktm pg-33(6) 90 series window
11 | Providing and fixing Fly Mesh Shutter with stainless steel fly mesh in 90 series for sliding window.(Section thickness 1 mm) | Sqm. | 2152 |  | 2152 | ktm pg-33(7) 90 series window
12 | Providing and fixing Full Height Partition of aluminium section in naturally anodized or black anodized/powder coated color section size (102x45x1.5) fitted with 5 mm clear glass or 9 mm both side laminated board.(average panel area 8.00 Sq.ft) | Sqm. | 5950.28 |  | 5950.28 | ktm pg-33(1) 102 series partition
13 | Providing and fixing Half Height Partition of aluminium section in naturally anodized or black anodized/powder coated color section size (102x45x1.5) fitted with 5 mm clear glass or 9 mm both side laminated board.(average panel area 6.00 Sq.ft) | Sqm. | 6456 |  | 6456 | ktm pg-33(2) 102 series partition
14 | Providing and fixing Full Height Partition of aluminium section in naturally anodized or black anodized/powder coated color section size (64x38x1.10mm) fitted with 5 mm clear glass or 9 mm both side laminated board.(average panel area 8.00 Sq.ft) | Sqm. | 4465.4 |  | 4465.4 | ktm pg-33(1) 64 series partition
15 | Providing and fixing Half Height Partition of aluminium section in naturally anodized or black anodized/powder coated color section size (64x38x1.10mm) fitted with 5 mm clear glass or 9 mm both side laminated board.(average panel area 6.00 Sq.ft) | Sqm. | 5476.84 |  | 5476.84 | ktm pg-33(2) 64 series partition
16 | False ceiling by Gypsum, Gypsum board 12 mm With providing,finisging og joint with compound & tape all complete | Sqm. | 1400 |  | 1400 | 10-412